{"text_format":"1","workbook":"xlsx","n_sheets":36,"sheets":["Search","Dishwashers","Dishwashers_Q","Fryers","Fryers_Q","Hot_Food_Holding_Cabinets","Hot_Food_Holding_Cabinets_Q","Ice_Machines","Ice_Machines_Q","Convection_Ovens","Convection_Ovens_Q","Combination_Ovens","Combination_Ovens_Q","Refrigerators","Refrigerators_Q","Freezers","Freezers_Q","Steam_Cookers","Dishwashers_CA","Fryers_CA","Hot_Food_Holding_Cabinets_CA","Ice_Machines_CA","Convection_Ovens_CA","Combination_Ovens_CA","Refrigerators_CA","Freezers_CA","Steam_Cookers_CA","Convection_OvensQOld","Combination_OvensQOld","RefrigeratorsQOld","FreezersQOld","Steam_Cookers_Q","Griddles","Griddles_Q","Tables","Program Quals"],"not_rendered":{"charts":0,"images":4,"macros":1,"external_links":0,"defined_names":28,"comments":4,"pivot_tables":0},"unopened":[],"bounds":{"document_bytes":16777216,"sheet_cells":100000,"rows_first":2000,"rows_last":500,"rows_between":2000,"halvings":0,"cell_chars":16384,"cell_head_chars":4096},"cells_cut":0,"cells_raw":0,"read":"whole","date_system":"1900"}

{"sheet":"Search","index":0,"n_rows":6,"n_cols":2,"rows_kept":6,"cut":false,"hidden":true,"merged":[]}
[]
[null,"Measure Category"]
[]
[null,"ENERGY STAR Unique ID"]
[]
[null,"Model Number"]

{"sheet":"Dishwashers","index":1,"n_rows":225,"n_cols":6,"rows_kept":225,"cut":false,"hidden":false,"merged":[[0,0,0,5],[0,6,0,12],[1,0,1,5]]}
[]
["    Dishwashers  v. 2024"]
["ENERGY STAR® Unique ID","Brand Name","Model Number","Additional Model Information","Incentive \nPrimary Hot Water Heater = Electric \nBooster Water Heater = Electric","Incentive\nPrimary Hot Water Heater = Gas \nBooster Water Heater = Electric"]
[2383577,"Champion","66PRO STD",null,1300,600]
[2383578,"Champion","70PRO-FF STD",null,1300,600]
[2383579,"Champion","80HDPRO STD",null,1300,600]
[2383580,"Champion","44PRO VHR",null,1300,600]
[2383581,"Champion","66PRO VHR",null,1300,600]
[2383582,"Champion","70PRO-FF VHR",null,1300,600]
[2383583,"Champion","80HDPRO VHR",null,1300,600]
[2384814,"Champion","UH230B",null,250,50]
[2384824,"Champion","DH6000 VHR",null,1300,600]
[2386068,"Champion","DH6000 STD",null,1300,600]
[2386508,"Champion","DH6000T VHR",null,1300,600]
[2386510,"Champion","DH6000T STD",null,1300,600]
[2390275,"Champion","UH330B",null,250,50]
[2392713,"Champion","UH330ADA",null,250,50]
[2374547,"Noble","WareForce HT-180",",WareForce HT-180,WareForce models are identical to Tempstar model, but sold to chemical dealers and have different decals",1300,600]
[2374548,"Noble","HT180EC1",",HT180EC1,Identical to Tempstar but only available in single phase rating",1300,600]
[2374549,"Noble","HT180EC3",",HT180EC3,Identical to Tempstar but only available in three phase rating",1300,600]
[2375554,"Noble","WareForce 1-E",",WareForce 1-E,Identical to Conserver XL-E except for model name and markings.",1300,0]
[2377837,"Noble","WareForce 1-E-LTH",null,1300,0]
[2378707,"Noble","WareForce DG",",WareForce DG,Same as Delta 5. Offered only to Chemical Dealers. Has different decals.",250,0]
[2378708,"Noble","WareForce DG-E",",WareForce DG-E,Same as Delta 5. Offered only to Chemical Dealers. Has different decals.",250,0]
[2382866,"Noble","WareForce HT180HH-E",null,1300,600]
[2383428,"Noble","WareForce UL30",null,250,0]
[2385030,"Noble","WAREFORCE UH30-E",null,250,50]
[2383552,"CMA Dishmachines","UC65e",null,250,50]
[2383707,"Chemical Methods Associates","L-1Xe",null,1300,0]
[2386557,"CMA Dishmachines","CMA-180 HTSB",null,1300,600]
[2386558,"CMA Dishmachines","CMA-180 HTCB",null,1300,600]
[2386559,"CMA Dishmachines","CMA-180 HTS",null,1300,600]
[2386560,"CMA Dishmachines","CMA-180 HTC",null,1300,600]
[2382698,"Ecolab","E-ULT",null,250,0]
[2383561,"Ecolab","Apex TSC Double",null,250,0]
[2383566,"Ecolab","ES-4000",null,250,0]
[2383567,"ProGuard","PA-2",null,250,0]
[2383584,"Ecolab","E-HT",null,1300,0]
[2386070,"Ecolab","XL-HT",null,1300,0]
[2376391,"Hobart","AM16VLADV",null,1300,600]
[2376392,"Hobart","AM16SCB",null,1300,0]
[2376393,"Hobart","AM16TBAS",null,1300,600]
[2376394,"Hobart","AM16ASR",null,1300,600]
[2376395,"Hobart","AM16BAS",null,1300,600]
[2376396,"Hobart","AM16TASR",null,1300,600]
[2376397,"Hobart","AM16VLBAS",null,1300,600]
[2376398,"Hobart","AM16VLTBAS",null,1300,600]
[2376399,"Hobart","AM16SVLT",null,1300,600]
[2376400,"Hobart","AM16VLSCB",null,1300,0]
[2376428,"Hobart","AM16VLTADV",null,1300,600]
[2382377,"Hobart","CL44eN",null,1300,0]
[2382378,"Hobart","CL44eNER",null,1300,600]
[2382379,"Hobart","CL44eNADV",null,1300,600]
[2382380,"Hobart","CL54eN",null,1300,0]
[2382381,"Hobart","CL54eNADV",null,1300,600]
[2382382,"Hobart","CL54eNER",null,1300,600]
[2382383,"Hobart","CL64eN",null,1300,0]
[2382384,"Hobart","CL64eNADV",null,0,600]
[2382385,"Hobart","CL64eNER",null,0,600]
[2382386,"Hobart","CLCS66eN",null,1300,0]
[2386071,"Ecolab","Apex-HT",null,1300,0]
[2386933,"Ecolab","OMEGA 5E",null,250,0]
[2390276,"Ecolab","E-HT-V",null,1300,0]
[2399327,"Ecolab","XL-HT VV",null,1300,0]
[2383686,"Electrolux, Veetsan","EUC3IG4, VDU30G4, ELAI1G4, VLAI1G4",null,250,50]
[2383784,"Electrolux, Veetsan","EUC3IG8",",ELAI1G8,; ,IDU1,; ,VDU30,; ,VLAI1G8,",250,50]
[2371624,"Hobart","LXGePR",null,250,0]
[2371625,"Hobart","LXGeR",null,250,50]
[2371626,"Hobart","LXeC",null,250,0]
[2371627,"Hobart","LXeH",null,250,50]
[2371628,"Hobart","LXeR",null,250,50]
[2383574,"Auto-Chlor","U34B",null,250,0]
[2383585,"Auto-Chlor","U34",null,250,0]
[2383586,"Auto-Chlor","U34PT-10",null,250,0]
[2383587,"Auto-Chlor","AC",null,250,0]
[2403970,"Auto-Chlor","A6",null,1300,0]
[2403971,"Auto-Chlor","A6V",null,1300,0]
[2403974,"Meiko USA, Inc.","KA-64",null,0,600]
[2383531,"Champion","80HDPRO HRU",null,1300,600]
[2383568,"Champion","80HDPRO HRU",null,1300,600]
[2383569,"Champion","44PRO HRU",null,1300,600]
[2383570,"Champion","66PRO HRU",null,1300,600]
[2383571,"Champion","70PRO-FF HRU",null,1300,600]
[2383576,"Champion","44PRO STD",null,1300,600]
[2382387,"Hobart","CLPS66eN",null,1300,0]
[2382388,"Hobart","CLCS66eNER",null,1300,600]
[2382389,"Hobart","CLPS66eNER",null,1300,600]
[2382390,"Hobart","CLPS66eNADV",null,1300,600]
[2382391,"Hobart","CL44eNVL",null,1300,600]
[2382392,"Hobart","CLPS66eNVL",null,1300,600]
[2382393,"Hobart","CLPS76eN",null,1300,0]
[2382394,"Hobart","CLCS76eN",null,1300,0]
[2382395,"Hobart","CLPS76eNER",null,1300,600]
[2382396,"Hobart","CLCS76eNER",null,1300,600]
[2382397,"Hobart","CLPS76eNADV",null,1300,600]
[2382398,"Hobart","CLPS86eN",null,1300,0]
[2382399,"Hobart","CLCS86eN",null,1300,0]
[2382400,"Hobart","CLPS86eNADV",null,0,600]
[2382401,"Hobart","CLPS86eNER",null,0,600]
[2382402,"Hobart","CLCS86eNER",null,0,600]
[2393278,"Hobart","CDH",null,1300,600]
[2393279,"Hobart","CDL",null,1300,0]
[2398044,"Hobart","AM16VLSCBX",null,1300,0]
[2398045,"Hobart","AM16SCBX",null,1300,0]
[2398052,"Hobart","AM16BASX",null,1300,600]
[2398053,"Hobart","AM16VLBASX",null,1300,600]
[2398054,"Hobart","AM16VLTBASX",null,1300,600]
[2383785,"Insinger Machine Company","CDT1",null,250,50]
[2386066,"Insinger","Admiral 44-4",null,1300,600]
[2386067,"Insinger","Admiral 66-4",null,1300,600]
[2392711,"Insinger","CX20","?,?,?",1300,600]
[2374540,"Jackson","Tempstar",null,1300,600]
[2374542,"Jackson","WareForce HT-180",",WareForce HT-180,WareForce models are identical to Tempstar model, but sold to chemical dealers and have different decals.",1300,600]
[2374543,"Jackson","NXP-HTD",",NXP-HTD,model is identical to Tempstar model, but has a smaller control box, lower placement of control box and different decals",1300,600]
[2374544,"Jackson","WareForce NXP-180",",WareForce NXP-180,Identical to Tempstar but has a smaller control box,\nlower placement of control box and different decals.",1300,600]
[2374545,"Jackson","HT180EC1",",HT180EC1,Identical to Tempstar but only available in single phase rating",1300,600]
[2374546,"Jackson","HT180EC3",",HT180EC3,Identical to Tempstar but only available in three phase\nrating",1300,600]
[2375553,"Jackson","Conserver XL-E",null,1300,0]
[2375555,"Jackson","Conserver XL-E-FL",",Conserver XL-E-FL,\"-FL\" Indicates Front Loading configuration",1300,0]
[2375556,"Jackson","WareForce 1-E",",WareForce 1-E,Identical to Conserver XL-E except for model name and markings.",1300,0]
[2375557,"Jackson","WareForce 1-E-FL",",WareForce 1-E-FL,Identical to Conserver XL-E except for model name and markings, \"-FL\" Indicates Front Loading configuration",1300,0]
[2376573,"Jackson","Tempstar-VER",null,1300,600]
[2376574,"Jackson","WareForce HT-180-VER",",WareForce HT-180-VER,Identical to Tempstar-VER model, but sold to chemical dealers, and has different decals.",1300,600]
[2376575,"Jackson","NXP-HTD-VER",",NXP-HTD-VER,Identical to Tempstar-VER, but has a smaller control box, lower placement of control box and different decals.",1300,600]
[2376576,"Jackson","WareForce NXP-180-VER",",WareForce NXP-180-VER,Identical to Tempstar-VER, but has a smaller control box, lower placement of control box, and different decals",1300,600]
[2376577,"Jackson","HT180EC1-VER",",HT180EC1-VER,Identical to Tempstar-VER, but only available in single phase rating.",1300,600]
[2376578,"Jackson","HT180EC3-VER",",HT180EC3-VER,Identical to Tempstar-VER, but only available in three phase rating.",1300,600]
[2377830,"Jackson","Tempstar/NB",",Tempstar/NB,\"NB\" indicates units that ship without optional rinse\nbooster",1300,600]
[2377831,"Jackson","WareForce HT-180/NB",",WareForce HT-180/NB,Identical to Tempstar model, but sold to chemical\ndealers, has different decals and ships without optional rinse booster.",1300,600]
[2377832,"Jackson","NXP-HTD/NB",",NXP-HTD/NB,Identical to Tempstar, but has a smaller control box,\nlower placement of control box and different decals and ships without rinse booster",1300,600]
[2377833,"Jackson","WareForce NXP-180/NB",",WareForce NXP-180/NB,Identical to Tempstar but has a smaller control box,\nlower placement of control box, different decals and\nships without rinse booster",1300,600]
[2377835,"Jackson","Conserver XL-E-LTH",null,1300,0]
[2377836,"Jackson","WareForce 1-E-LTH",null,1300,0]
[2378705,"Jackson","Delta 5E",null,250,0]
[2378706,"Jackson","WareForce DG",",WareForce DG,Same as Delta 5. Offered only to Chemical Dealers. Has different decals.",250,0]
[2378709,"Jackson","WareForce DG-E",",WareForce DG-E,Same as Delta 5. Offered only to Chemical Dealers. Has different decals.",250,0]
[2378985,"Jackson","Delta 5",",Delta 5,Delta 5 and Delta 5E are the same with the exception of the timer.",250,0]
[2381267,"Jackson","Dynastar HH-E",null,1300,600]
[2381268,"Jackson","Dynastar HH/NB-E",",Dynastar HH/NB-E,Identical to Dynastar HH-E except that it does not have an internal booster",1300,600]
[2382862,"Jackson","Tempstar HH-E",null,1300,600]
[2382863,"Jackson","Tempstar HH/NB-E",",Tempstar HH/NB-E,Units without integral booster",1300,600]
[2382864,"Jackson","WareForce HT180HH-E",null,1300,600]
[2382865,"Jackson","WareForce HT180HH/NB-E",",WareForce HT180HH/NB-E,Units without integral booster",1300,600]
[2383426,"Jackson","DISHSTAR LTH",null,250,0]
[2383427,"Jackson","WareForce UL30",null,250,0]
[2383445,"Jackson","DISHSTAR LT",null,250,0]
[2383708,"Jackson","Dynastar",null,1300,600]
[2383709,"Jackson","Dynastar NB",",Dynastar NB,Does not have optional booster heater.",1300,600]
[2383800,"Jackson","Tempstar HH-E-VER",null,1300,600]
[2383801,"Jackson","WareForce HT180HH-E-VER",null,1300,600]
[2384404,"Jackson","DishStar HT-E",null,250,50]
[2384405,"Jackson WWS, LLC","WAREFORCE UH30-E",null,250,50]
[2388442,"Jackson","DishStar HT-E-SEER",null,250,50]
[2388443,"Jackson WWS, LLC","WareForce UH30-E-SEER",null,250,50]
[2388444,"Jackson WWS, LLC","DishStar ADA-SEER",",DishStar ADA-SEER,Controls mounted per ADA",250,50]
[2388445,"Jackson WWS, LLC","WareForce DG-HT-E-SEER",null,250,50]
[2388446,"Jackson WWS, LLC","Delta HT-E-SEER",null,250,50]
[2389784,"Jackson WWS, LLC","WF-UH-SEER-ADA",",WF-UH-SEER-ADA,Controls mounted per ADA",250,50]
[2392865,"Jackson","DynaStar HH-E-VER",null,1300,600]
[2393704,"Jackson","DynaStar-VER",null,1300,600]
[2398184,"Jackson","Tempstar FL",",Tempstar FL,Identical to Tempstar but is equipped with a \"drop down\" front door like on an undercounter unit.",1300,600]
[2398185,"Jackson","Tempstar FL-N",null,1300,600]
[2398187,"Jackson","Tempstar FL-VER",",Tempstar FL-VER,Identical to Tempstar-VER, but is equipped with a \"drop down\" front door as normally seen on an undercounter unit.",1300,600]
[2399500,"Lamber","F92-ek-PS",null,250,50]
[2403304,"Lamber","F99EKDPS",null,250,50]
[2403305,"Lamber","F99DYDPS",null,250,50]
[2398428,"Meiko USA, Inc.","KA-76",null,1300,600]
[2398429,"Meiko USA, Inc.","KA-66",null,1300,600]
[2398430,"Meiko USA, Inc.","KA-54",null,1300,600]
[2398431,"Meiko USA, Inc.","KA-44",null,1300,600]
[2403972,"Meiko USA, Inc.","KA-100",null,0,600]
[2403973,"Meiko USA, Inc.","KA-86",null,0,600]
[2383548,"Moyer Diebel","383HT","351HT,351HT,",250,50]
[2384816,"Moyer Diebel","601HT",null,250,50]
[2390273,"Moyer Diebel","601HR",null,250,50]
[2395301,"Fagor","CO-402W",",CO-402W**,",250,50]
[2395402,"Fagor","COP-504W",",COP-504W**,",250,50]
[2399505,"Fagor","CO-500W**",null,250,50]
[2399625,"Fagor","CO-502W",",CO-502W***,",250,50]
[2400252,"Fagor","COP-174W",null,1300,600]
[2377773,"Stero","SD3",null,1300,0]
[2381983,"Stero","SUH",null,250,50]
[2381984,"Stero","SUL",null,250,0]
[2383727,"Stero","ER-44",null,1300,600]
[2383728,"Stero","ER76SC",null,1300,600]
[2383729,"Stero","ER90S",null,1300,600]
[2383730,"Stero","ER76S",null,1300,600]
[2383731,"Stero","ER66S",null,1300,600]
[2383732,"Stero","ER-54",null,1300,600]
[2384322,"Stero","ER-64",null,0,600]
[2384323,"Stero","ER-86S",null,0,600]
[2384324,"Stero","ER-94S",null,0,600]
[2384325,"Stero","ER-94SC",null,0,600]
[2393870,"Stero","SG",null,250,0]
[2394998,"Stero","SD3T",null,1300,600]
[2409070,"Ecolab","E-UHT",null,250,50]
[2430225,"Lamber","L21-eK-PS",null,1300,600]
[3412746,"CMA Dishmachines","CMA-180-VL",null,1300,600]
[2683992,"Champion","90PRO-HD",null,1300,600]
[2683993,"Champion","54PRO",null,1300,600]
[2683994,"Champion","76PRO",null,1300,600]
[2683995,"Champion","76PRO-FF",null,1300,600]
[2470820,"Hobart","AM16VLTSCB",null,1300,0]
[2470821,"Hobart","AM16TSCB",null,1300,0]
[2631797,"Hobart","LXGnPR",null,250,0]
[2631798,"Hobart","LXGnR",null,250,50]
[2631799,"Hobart","LXnC",null,250,0]
[2631800,"Hobart","LXnH",null,250,50]
[2631801,"Hobart","LXnR",null,250,50]
[2839030,"Jackson WWS, Inc.","RackStar 44 HH",",RackStar 44,",0,600]
[3360907,"Jackson WWS, Inc.","RackStar 44 HH ER",",RackStar 44 ER,",0,600]
[3398261,"Jackson WWS, Inc.","RackStar 66 HH",",RackStar 66,",0,600]
[2683968,"Meiko USA, Inc.","DV 80.2",null,1300,600]
[3360870,"Meiko USA, Inc.","M_iClean UM+ M2",null,250,50]
[3360871,"Meiko USA, Inc.","M007DWUC10M3-30",null,250,50]
[3360872,"Meiko USA, Inc.","M_iClean UM M2",null,250,50]
[3360873,"Meiko USA, Inc.","M007DWUC10M3-20",null,250,50]
[3360874,"Meiko USA, Inc.","M007DWUC10M3-30 Heat Recovery",null,250,50]
[3360875,"Meiko USA, Inc.","M007DWUC10M3-20 Heat Recovery",null,250,50]
[3417527,"Noble","495HTGW22",null,250,50]
[3417532,"Mainstreet","541HTUC30",null,250,50]
[3417634,"Chemical Methods","180UC-3",null,250,50]
[3417685,"Glastender","GD24HT",null,250,50]
[3417744,"Jackson WWS, Inc.","RackStar 66 HH ER",",Rackstar 66 ER,",0,600]
[3417518,"Lamber SRL","DSP4",null,250,50]

{"sheet":"Dishwashers_Q","index":2,"n_rows":289,"n_cols":11,"rows_kept":289,"cut":false,"hidden":true,"merged":[]}
["pd_id","energy_star_partner","brand_name","model_name","model_number","additional_model_information","machine_type","sanitation_method","idle_energy_rate_for_low_temp_kw","idle_energy_rate_for_high_temp_kw","water_use_gallons_per_rack_gpr"]
[2371628,"Hobart Corporation (A division of ITW Food Equipment Group)","Hobart","LXeR","LXeR",null,"Under Counter - Glasswasher","Hot Water Sanitizing (High Temp) Machine",null,0.21,0.62]
[2372452,"Hobart Corporation (A division of ITW Food Equipment Group)","Hobart","FT1000eADV","FT1000eADV",null,"Multiple Tank Flight-type","Hot Water Sanitizing (High Temp) Machine",null,4.16]
[2372639,"Hobart Corporation (A division of ITW Food Equipment Group)","Hobart","FT1000eADV","FT1000eADV",null,"Multiple Tank Flight-type","Hot Water Sanitizing (High Temp) Machine",null,4.16]
[2373052,"Hobart Corporation (A division of ITW Food Equipment Group)","Hobart","FT1000Se","FT1000Se",null,"Single Tank Flight-type","Hot Water Sanitizing (High Temp) Machine",null,2.74]
[2373053,"Hobart Corporation (A division of ITW Food Equipment Group)","Hobart","FT1000SeER","FT1000SeER",null,"Single Tank Flight-type","Hot Water Sanitizing (High Temp) Machine",null,2.74]
[2373054,"Hobart Corporation (A division of ITW Food Equipment Group)","Hobart","FT1000e","FT1000e",null,"Multiple Tank Flight-type","Hot Water Sanitizing (High Temp) Machine",null,5.31]
[2373055,"Hobart Corporation (A division of ITW Food Equipment Group)","Hobart","FT1000eER","FT1000eER",null,"Multiple Tank Flight-type","Hot Water Sanitizing (High Temp) Machine",null,5.31]
[2375644,"Hobart Corporation (A division of ITW Food Equipment Group)","Hobart","PW Series Utensil Washers","PW10",null,"Stationary Single Tank Door - PPU","Hot Water Sanitizing (High Temp) Machine",null,0.79]
[2375645,"Hobart Corporation (A division of ITW Food Equipment Group)","Hobart","PW Series Utensil Washers","PWV",null,"Stationary Single Tank Door - PPU","Hot Water Sanitizing (High Temp) Machine",null,0.79]
[2375646,"Hobart Corporation (A division of ITW Food Equipment Group)","Hobart","PW Series Utensil Washers","PWVeR",null,"Stationary Single Tank Door - PPU","Hot Water Sanitizing (High Temp) Machine",null,0.79]
[2375647,"Hobart Corporation (A division of ITW Food Equipment Group)","Hobart","PW Series Utensil Washers","PW10eR",null,"Stationary Single Tank Door - PPU","Hot Water Sanitizing (High Temp) Machine",null,0.79]
[2375648,"Hobart Corporation (A division of ITW Food Equipment Group)","Hobart","PW Series Utensil Washers","PW20eR",null,"Stationary Single Tank Door - PPU","Hot Water Sanitizing (High Temp) Machine",null,0.86]
[2375649,"Hobart Corporation (A division of ITW Food Equipment Group)","Hobart","PW Series Utensil Washers","PW20",null,"Stationary Single Tank Door - PPU","Hot Water Sanitizing (High Temp) Machine",null,0.86]
[2376391,"Hobart Corporation (A division of ITW Food Equipment Group)","Hobart","AM16 Series","AM16VLADV",null,"Stationary Single Tank Door","Hot Water Sanitizing (High Temp) Machine",null,0.31,0.67]
[2376392,"Hobart Corporation (A division of ITW Food Equipment Group)","Hobart","AM16 Series","AM16SCB",null,"Stationary Single Tank Door","Chemical Sanitizing (Low Temp) Machine",0.17,null,0.67]
[2376393,"Hobart Corporation (A division of ITW Food Equipment Group)","Hobart","AM16 Series","AM16TBAS",null,"Stationary Single Tank Door","Hot Water Sanitizing (High Temp) Machine",null,0.31,0.67]
[2376394,"Hobart Corporation (A division of ITW Food Equipment Group)","Hobart","AM16 Series","AM16ASR",null,"Stationary Single Tank Door","Hot Water Sanitizing (High Temp) Machine",null,0.31,0.67]
[2376395,"Hobart Corporation (A division of ITW Food Equipment Group)","Hobart","AM16 Series","AM16BAS",null,"Stationary Single Tank Door","Hot Water Sanitizing (High Temp) Machine",null,0.31,0.67]
[2376396,"Hobart Corporation (A division of ITW Food Equipment Group)","Hobart","AM16 Series","AM16TASR",null,"Stationary Single Tank Door","Hot Water Sanitizing (High Temp) Machine",null,0.31,0.67]
[2376397,"Hobart Corporation (A division of ITW Food Equipment Group)","Hobart","AM16 Series","AM16VLBAS",null,"Stationary Single Tank Door","Hot Water Sanitizing (High Temp) Machine",null,0.31,0.67]
[2376398,"Hobart Corporation (A division of ITW Food Equipment Group)","Hobart","AM16 Series","AM16VLTBAS",null,"Stationary Single Tank Door","Hot Water Sanitizing (High Temp) Machine",null,0.31,0.67]
[2376399,"Hobart Corporation (A division of ITW Food Equipment Group)","Hobart","AM16 Series","AM16SVLT",null,"Stationary Single Tank Door","Hot Water Sanitizing (High Temp) Machine",null,0.31,0.67]
[2383572,"American Dish Service","ADS","AF-ES","AF-ES",null,"Stationary Single Tank Door - Dump and Fill","Chemical Sanitizing (Low Temp) Machine",0,null,0.95]
[2383573,"American Dish Service","ADS","AFC-ES","AFC-ES",null,"Stationary Single Tank Door - Dump and Fill","Chemical Sanitizing (Low Temp) Machine",0,null,0.95]
[2386072,"American Dish Service","ADS","AWS","AWS",null,"Stationary Single Tank Door - Dump and Fill","Chemical Sanitizing (Low Temp) Machine",0,null,0.98]
[2390277,"American Dish Service","ADS","5AGES","5AGES",null,"Stationary Single Tank Door - Dump and Fill","Chemical Sanitizing (Low Temp) Machine",0,null,0.9]
[2383557,"Auto-Chlor System","Auto-Chlor","A4","A4",null,"Stationary Single Tank Door - Dump and Fill","Chemical Sanitizing (Low Temp) Machine",0,null,1.04]
[2383558,"Auto-Chlor System","Auto-Chlor","A5","A5",null,"Stationary Single Tank Door - Dump and Fill","Chemical Sanitizing (Low Temp) Machine",0,null,1.04]
[2383559,"Auto-Chlor System","Auto-Chlor","A4V","A4V",null,"Stationary Single Tank Door - Dump and Fill","Chemical Sanitizing (Low Temp) Machine",0,null,1.04]
[2383560,"Auto-Chlor System","Auto-Chlor","A5V","A5V",null,"Stationary Single Tank Door - Dump and Fill","Chemical Sanitizing (Low Temp) Machine",0,null,1.04]
[2383574,"Auto-Chlor System","Auto-Chlor","U34B","U34B",null,"Under Counter - Glasswasher","Chemical Sanitizing (Low Temp) Machine",0,null,1.04]
[2383575,"Auto-Chlor System","Auto-Chlor","ACB","ACB",null,"Stationary Single Tank Door - Dump and Fill","Chemical Sanitizing (Low Temp) Machine",0.13,null,1.03]
[2383585,"Auto-Chlor System","Auto-Chlor","U34","U34",null,"Under Counter - Glasswasher","Chemical Sanitizing (Low Temp) Machine",0,null,1.01]
[2383586,"Auto-Chlor System","Auto-Chlor","U34PT-10","U34PT-10",null,"Under Counter - Glasswasher","Chemical Sanitizing (Low Temp) Machine",0,null,1.01]
[2383587,"Auto-Chlor System","Auto-Chlor","AC","AC",null,"Under Counter - Glasswasher","Chemical Sanitizing (Low Temp) Machine",0,null,1.04]
[2384818,"Auto-Chlor System","Auto-Chlor","D2","D2",null,"Stationary Single Tank Door - Dump and Fill","Chemical Sanitizing (Low Temp) Machine",0,null,0.97]
[2384819,"Auto-Chlor System","Auto-Chlor","D2CR","D2CR",null,"Stationary Single Tank Door - Dump and Fill","Chemical Sanitizing (Low Temp) Machine",0,null,0.97]
[2384820,"Auto-Chlor System","Auto-Chlor","D2CL","D2CL",null,"Stationary Single Tank Door - Dump and Fill","Chemical Sanitizing (Low Temp) Machine",0,null,0.97]
[2384821,"Auto-Chlor System","Auto-Chlor","D2V","D2V",null,"Stationary Single Tank Door - Dump and Fill","Chemical Sanitizing (Low Temp) Machine",0,null,0.97]
[2384822,"Auto-Chlor System","Auto-Chlor","D2CRV","D2CRV",null,"Stationary Single Tank Door - Dump and Fill","Chemical Sanitizing (Low Temp) Machine",0,null,0.97]
[2384823,"Auto-Chlor System","Auto-Chlor","D2CLV","D2CLV",null,"Stationary Single Tank Door - Dump and Fill","Chemical Sanitizing (Low Temp) Machine",0,null,0.97]
[2403970,"Auto-Chlor System","Auto-Chlor","A6","A6",null,"Stationary Single Tank Door","Dual Sanitizing Machine",0.23,0.42,0.73]
[2403971,"Auto-Chlor System","Auto-Chlor","A6V","A6V",null,"Stationary Single Tank Door","Dual Sanitizing Machine",0.23,0.42,0.73]
[2383531,"Champion Industries","Champion","80HDPRO HRU","80HDPRO HRU",null,"Single Tank Rack Conveyor","Hot Water Sanitizing (High Temp) Machine",null,1.1399999999999999,0.46]
[2383568,"Champion Industries","Champion","80HDPRO HRU","80HDPRO HRU",null,"Single Tank Rack Conveyor","Hot Water Sanitizing (High Temp) Machine",null,1.1399999999999999,0.46]
[2383569,"Champion Industries","Champion","44PRO HRU","44PRO HRU",null,"Single Tank Rack Conveyor","Hot Water Sanitizing (High Temp) Machine",null,1.1399999999999999,0.46]
[2383570,"Champion Industries","Champion","66PRO HRU","66PRO HRU",null,"Single Tank Rack Conveyor","Hot Water Sanitizing (High Temp) Machine",null,1.1399999999999999,0.46]
[2383571,"Champion Industries","Champion","70PRO-FF HRU","70PRO-FF HRU",null,"Single Tank Rack Conveyor","Hot Water Sanitizing (High Temp) Machine",null,1.1399999999999999,0.46]
[2383576,"Champion Industries","Champion","44PRO STD","44PRO STD",null,"Single Tank Rack Conveyor","Hot Water Sanitizing (High Temp) Machine",null,0.85,0.47]
[2383577,"Champion Industries","Champion","66PRO STD","66PRO STD",null,"Single Tank Rack Conveyor","Hot Water Sanitizing (High Temp) Machine",null,0.85,0.47]
[2383578,"Champion Industries","Champion","70PRO-FF STD","70PRO-FF STD",null,"Single Tank Rack Conveyor","Hot Water Sanitizing (High Temp) Machine",null,0.85,0.47]
[2383579,"Champion Industries","Champion","80HDPRO STD","80HDPRO STD",null,"Single Tank Rack Conveyor","Hot Water Sanitizing (High Temp) Machine",null,0.85,0.47]
[2383580,"Champion Industries","Champion","44PRO VHR","44PRO VHR",null,"Single Tank Rack Conveyor","Hot Water Sanitizing (High Temp) Machine",null,1.07,0.46]
[2383581,"Champion Industries","Champion","66PRO VHR","66PRO VHR",null,"Single Tank Rack Conveyor","Hot Water Sanitizing (High Temp) Machine",null,1.07,0.46]
[2383582,"Champion Industries","Champion","70PRO-FF VHR","70PRO-FF VHR",null,"Single Tank Rack Conveyor","Hot Water Sanitizing (High Temp) Machine",null,1.07,0.46]
[2383583,"Champion Industries","Champion","80HDPRO VHR","80HDPRO VHR",null,"Single Tank Rack Conveyor","Hot Water Sanitizing (High Temp) Machine",null,1.07,0.46]
[2384814,"Champion Industries","Champion","UH230B","UH230B",null,"Under Counter - Glasswasher","Hot Water Sanitizing (High Temp) Machine",null,0.25,0.76]
[2384817,"Champion Industries","Champion","UH130B MAX","UH130B MAX",null,"Stationary Single Tank Door - Dump and Fill","Hot Water Sanitizing (High Temp) Machine",null,0.16,0.86]
[2384824,"Champion Industries","Champion","DH6000 VHR","DH6000 VHR",null,"Stationary Single Tank Door","Hot Water Sanitizing (High Temp) Machine",null,0.24,0.77]
[2384825,"Champion Industries","Champion","DH6000 VHR","DH6000 VHR",null,"Stationary Single Tank Door - PPU","Hot Water Sanitizing (High Temp) Machine",null,0.24]
[2386068,"Champion Industries","Champion","DH6000 STD","DH6000 STD",null,"Stationary Single Tank Door","Hot Water Sanitizing (High Temp) Machine",null,0.4,0.76]
[2386069,"Champion Industries","Champion","DH6000 STD","DH6000 STD",null,"Stationary Single Tank Door - PPU","Hot Water Sanitizing (High Temp) Machine",null,0.27]
[2386508,"Champion Industries","Champion","DH6000T VHR","DH6000T VHR",null,"Stationary Single Tank Door","Hot Water Sanitizing (High Temp) Machine",null,0.24,0.77]
[2386509,"Champion Industries","Champion","DH6000T VHR","DH6000T VHR",null,"Stationary Single Tank Door - PPU","Hot Water Sanitizing (High Temp) Machine",null,0.24]
[2386510,"Champion Industries","Champion","DH6000T STD","DH6000T STD",null,"Stationary Single Tank Door","Hot Water Sanitizing (High Temp) Machine",null,0.4,0.76]
[2386512,"Champion Industries","Champion","DH6000T STD","DH6000T STD",null,"Stationary Single Tank Door - PPU","Hot Water Sanitizing (High Temp) Machine",null,0.27]
[2390275,"Champion Industries","Champion","UH330B","UH330B",null,"Under Counter - Glasswasher","Hot Water Sanitizing (High Temp) Machine",null,0.23,0.72]
[2392713,"Champion Industries","Champion","UH330ADA","UH330ADA",null,"Under Counter - Glasswasher","Hot Water Sanitizing (High Temp) Machine",null,0.28000000000000003,0.64]
[2648448,"Champion Industries","Champion","DH6000T VHR C","DH6000T VHR C",null,"Stationary Single Tank Door - PPU","Hot Water Sanitizing (High Temp) Machine",null,0.23]
[2648449,"Champion Industries","Champion","EUCCW6","EUCCW6",null,"Multiple Tank Flight-type","Hot Water Sanitizing (High Temp) Machine",null,4.4800000000000004]
[2648450,"Champion Industries","Champion","EUCCW6-HRU","EUCCW6-HRU",null,"Multiple Tank Flight-type","Hot Water Sanitizing (High Temp) Machine",null,4.05]
[2648451,"Champion Industries","Champion","EUCCW4","EUCCW4",null,"Single Tank Flight-type","Hot Water Sanitizing (High Temp) Machine",null,4.5599999999999996]
[2648452,"Champion Industries","Champion","EUCCW4-HRU","EUCCW4-HRU",null,"Single Tank Flight-type","Hot Water Sanitizing (High Temp) Machine",null,4.57]
[2667882,"Champion Industries","Champion","EUCCW8-HRU","EUCCW8-HRU",null,"Multiple Tank Flight-type","Hot Water Sanitizing (High Temp) Machine",null,6.08]
[2667883,"Champion Industries","Champion","EUCCW8","EUCCW8",null,"Multiple Tank Flight-type","Hot Water Sanitizing (High Temp) Machine",null,6.12]
[2683992,"Champion Industries","Champion","90PRO-HD","90PRO-HD",null,"Single Tank Rack Conveyor","Hot Water Sanitizing (High Temp) Machine",null,0.8,0.39]
[2683993,"Champion Industries","Champion","54PRO","54PRO",null,"Single Tank Rack Conveyor","Hot Water Sanitizing (High Temp) Machine",null,0.8,0.39]
[2683994,"Champion Industries","Champion","76PRO","76PRO",null,"Single Tank Rack Conveyor","Hot Water Sanitizing (High Temp) Machine",null,0.8,0.39]
[2683995,"Champion Industries","Champion","76PRO-FF","76PRO-FF",null,"Single Tank Rack Conveyor","Hot Water Sanitizing (High Temp) Machine",null,0.8,0.39]
[2374547,"Clark Associates","Noble","WareForce HT-180","WareForce HT-180",",WareForce HT-180,WareForce models are identical to Tempstar model, but sold to chemical dealers and have different decals","Stationary Single Tank Door","Hot Water Sanitizing (High Temp) Machine",null,0.45,0.88]
[2374548,"Clark Associates","Noble","HT180EC1","HT180EC1",",HT180EC1,Identical to Tempstar but only available in single phase rating","Stationary Single Tank Door","Hot Water Sanitizing (High Temp) Machine",null,0.45,0.88]
[2374549,"Clark Associates","Noble","HT180EC3","HT180EC3",",HT180EC3,Identical to Tempstar but only available in three phase rating","Stationary Single Tank Door","Hot Water Sanitizing (High Temp) Machine",null,0.45,0.88]
[2374654,"Clark Associates","Noble","WareForce 2","WareForce 2",",WareForce 2,Same as Conserver XL2, but made for Chemical Dealers.","Stationary Single Tank Door - Dump and Fill","Chemical Sanitizing (Low Temp) Machine",0,null,1.1599999999999999]
[2374655,"Clark Associates","Noble","WareForce 2-CML","WareForce 2-CML",",WareForce 2-CML,CML models are designed to fit into corners and have the doors moved to accommodate installation.","Stationary Single Tank Door - Dump and Fill","Chemical Sanitizing (Low Temp) Machine",0,null,1.1599999999999999]
[2374656,"Clark Associates","Noble","WareForce 2-CMR","WareForce 2-CMR",",WareForce 2-CMR,CMR models are designed to fit into corners and have the doors moved to accommodate installation.","Stationary Single Tank Door - Dump and Fill","Chemical Sanitizing (Low Temp) Machine",0,null,1.1599999999999999]
[2375554,"Clark Associates","Noble","WareForce 1-E","WareForce 1-E",",WareForce 1-E,Identical to Conserver XL-E except for model name and markings.","Stationary Single Tank Door","Chemical Sanitizing (Low Temp) Machine",0,null,1.02]
[2377837,"Clark Associates","Noble","WareForce 1-E-LTH","WareForce 1-E-LTH",null,"Stationary Single Tank Door","Chemical Sanitizing (Low Temp) Machine",0.14000000000000001,null,1.03]
[2378707,"Clark Associates","Noble","WareForce DG","WareForce DG",",WareForce DG,Same as Delta 5. Offered only to Chemical Dealers. Has different decals.","Under Counter - Glasswasher","Chemical Sanitizing (Low Temp) Machine",7.0000000000000007E-2,null,1.1499999999999999]
[2378708,"Clark Associates","Noble","WareForce DG-E","WareForce DG-E",",WareForce DG-E,Same as Delta 5. Offered only to Chemical Dealers. Has different decals.","Under Counter - Glasswasher","Chemical Sanitizing (Low Temp) Machine",7.0000000000000007E-2,null,1.1499999999999999]
[2382866,"Clark Associates","Noble","WareForce HT180HH-E","WareForce HT180HH-E",null,"Stationary Single Tank Door","Hot Water Sanitizing (High Temp) Machine",null,0.49,0.72]
[2383428,"Clark Associates","Noble","WareForce UL30","WareForce UL30",null,"Under Counter - Glasswasher","Chemical Sanitizing (Low Temp) Machine",0.1,null,1.1499999999999999]
[2384926,"Clark Associates","Noble","WareForce HT180HH-E","WareForce HT180HH-E",null,"Stationary Single Tank Door - PPU","Hot Water Sanitizing (High Temp) Machine",null,0.49]
[2385030,"Clark Associates","Noble","WAREFORCE UH30-E","WAREFORCE UH30-E",null,"Under Counter - Glasswasher","Hot Water Sanitizing (High Temp) Machine",null,0.24,0.59]
[3417527,"Clark Associates","Noble","495HTGW22","495HTGW22",null,"Under Counter - Glasswasher","Hot Water Sanitizing (High Temp) Machine",null,0.25,0.65]
[3417532,"Clark Associates","Mainstreet","541HTUC30","541HTUC30",null,"Under Counter - Glasswasher","Hot Water Sanitizing (High Temp) Machine",null,0.28999999999999998,0.52]
[2383552,"CMA Dishmachines","CMA Dishmachines","UC65e","UC65e",null,"Under Counter - Glasswasher","Hot Water Sanitizing (High Temp) Machine",null,0.25,0.84]
[2383707,"CMA Dishmachines","Chemical Methods Associates","L-1Xe","L-1Xe",null,"Stationary Single Tank Door","Chemical Sanitizing (Low Temp) Machine",null,null,0.28999999999999998]
[2386557,"CMA Dishmachines","CMA Dishmachines","CMA-180 HTSB","CMA-180 HTSB",null,"Stationary Single Tank Door","Hot Water Sanitizing (High Temp) Machine",null,0.52,0.84]
[2386558,"CMA Dishmachines","CMA Dishmachines","CMA-180 HTCB","CMA-180 HTCB",null,"Stationary Single Tank Door","Hot Water Sanitizing (High Temp) Machine",null,0.52,0.84]
[2386559,"CMA Dishmachines","CMA Dishmachines","CMA-180 HTS","CMA-180 HTS",null,"Stationary Single Tank Door","Hot Water Sanitizing (High Temp) Machine",null,0.52,0.84]
[2386560,"CMA Dishmachines","CMA Dishmachines","CMA-180 HTC","CMA-180 HTC",null,"Stationary Single Tank Door","Hot Water Sanitizing (High Temp) Machine",null,0.52,0.84]
[2388725,"CMA Dishmachines","CMA Dishmachines","EST-AH-2","EST-AH-2",null,"Stationary Single Tank Door - Dump and Fill","Chemical Sanitizing (Low Temp) Machine",0,null,1.1200000000000001]
[2388726,"CMA Dishmachines","CMA Dishmachines","EST-C-2","EST-C-2",null,"Stationary Single Tank Door - Dump and Fill","Chemical Sanitizing (Low Temp) Machine",0,null,1.1200000000000001]
[2388727,"CMA Dishmachines","CMA Dishmachines","EST-FL","EST-FL",null,"Stationary Single Tank Door - Dump and Fill","Chemical Sanitizing (Low Temp) Machine",7.0000000000000007E-2,null,1.08]
[2390278,"CMA Dishmachines","CMA Dishmachines","B-2","B-2",null,"Stationary Single Tank Door - Dump and Fill","Chemical Sanitizing (Low Temp) Machine",0,null,0.98]
[2390279,"CMA Dishmachines","CMA Dishmachines","CB-2","CB-2",null,"Stationary Single Tank Door - Dump and Fill","Chemical Sanitizing (Low Temp) Machine",0,null,0.98]
[3412746,"CMA Dishmachines","CMA Dishmachines","CMA-180-VL","CMA-180-VL",null,"Stationary Single Tank Door","Hot Water Sanitizing (High Temp) Machine",null,0.1,0.82]
[3417634,"CMA Dishmachines","Chemical Methods","180UC-3","180UC-3",null,"Under Counter - Glasswasher","Hot Water Sanitizing (High Temp) Machine",null,0.2,0.67]
[2382698,"Ecolab","Ecolab","E-ULT","E-ULT",null,"Under Counter - Glasswasher","Chemical Sanitizing (Low Temp) Machine",0.17,null,1.01]
[2383561,"Ecolab","Ecolab","Apex TSC Double","Apex TSC Double",null,"Stationary Single Tank Door - Dump and Fill","Chemical Sanitizing (Low Temp) Machine",0,null,1.1200000000000001]
[2383566,"Ecolab","Ecolab","ES-4000","ES-4000",null,"Stationary Single Tank Door - Dump and Fill","Chemical Sanitizing (Low Temp) Machine",0,null,1.1200000000000001]
[2383567,"Ecolab","ProGuard","PA-2","PA-2",null,"Stationary Single Tank Door - Dump and Fill","Chemical Sanitizing (Low Temp) Machine",0,null,1.1200000000000001]
[2383584,"Ecolab","Ecolab","E-HT","E-HT",null,"Stationary Single Tank Door","Dual Sanitizing Machine",7.0000000000000007E-2,0.32,0.48]
[2386070,"Ecolab","Ecolab","XL-HT","XL-HT",null,"Stationary Single Tank Door","Dual Sanitizing Machine",0.17,0.44,0.71]
[2386071,"Ecolab","Ecolab","Apex-HT","Apex-HT",null,"Stationary Single Tank Door","Dual Sanitizing Machine",0.17,0.44,0.71]
[2386933,"Ecolab","Ecolab","OMEGA 5E","OMEGA 5E",null,"Under Counter - Glasswasher","Chemical Sanitizing (Low Temp) Machine",0.12,null,1.1599999999999999]
[2390276,"Ecolab","Ecolab","E-HT-V","E-HT-V",null,"Stationary Single Tank Door","Dual Sanitizing Machine",0.21,0.41,0.48]
[2394404,"Ecolab","Ecolab","ELT","ELT",null,"Stationary Single Tank Door - Dump and Fill","Chemical Sanitizing (Low Temp) Machine",0,null,0.83]
[2399327,"Ecolab","Ecolab","XL-HT VV","XL-HT VV",null,"Stationary Single Tank Door","Dual Sanitizing Machine",0.17,0.44,0.71]
[2409070,"Ecolab","Ecolab","E-UHT","E-UHT",null,"Under Counter - Glasswasher","Hot Water Sanitizing (High Temp) Machine",null,0.28999999999999998,0.61]
[2383686,"Electrolux Professional","Electrolux, Veetsan","EUC3IG4, VDU30G4, ELAI1G4, VLAI1G4","EUC3IG4, VDU30G4, ELAI1G4, VLAI1G4",null,"Under Counter - Glasswasher","Hot Water Sanitizing (High Temp) Machine",null,0.28000000000000003,0.75]
[2383784,"Electrolux Professional","Electrolux, Veetsan","EUC3IG8","EUC3IG8",",ELAI1G8,; ,IDU1,; ,VDU30,; ,VLAI1G8,","Under Counter - Glasswasher","Hot Water Sanitizing (High Temp) Machine",null,0.28000000000000003,0.75]
[3417685,"Glastender, Inc.","Glastender","GD24HT","GD24HT",null,"Under Counter - Glasswasher","Hot Water Sanitizing (High Temp) Machine",null,null,0.6]
[2371624,"Hobart Corporation (A division of ITW Food Equipment Group)","Hobart","LXGePR","LXGePR",null,"Under Counter - Glasswasher","Chemical Sanitizing (Low Temp) Machine",7.0000000000000007E-2,null,1.1399999999999999]
[2371625,"Hobart Corporation (A division of ITW Food Equipment Group)","Hobart","LXGeR","LXGeR",null,"Under Counter - Glasswasher","Hot Water Sanitizing (High Temp) Machine",null,0.23,0.62]
[2371626,"Hobart Corporation (A division of ITW Food Equipment Group)","Hobart","LXeC","LXeC",null,"Under Counter - Glasswasher","Chemical Sanitizing (Low Temp) Machine",0.14000000000000001,null,0.74]
[2371627,"Hobart Corporation (A division of ITW Food Equipment Group)","Hobart","LXeH","LXeH",null,"Under Counter - Glasswasher","Hot Water Sanitizing (High Temp) Machine",null,0.19,0.74]
[2382397,"Hobart Corporation (A division of ITW Food Equipment Group)","Hobart","CLPS76eNADV","CLPS76eNADV",null,"Single Tank Rack Conveyor","Hot Water Sanitizing (High Temp) Machine",null,0.97,0.56000000000000005]
[2382398,"Hobart Corporation (A division of ITW Food Equipment Group)","Hobart","CLPS86eN","CLPS86eN",null,"Multiple Tank Rack Conveyor","Dual Sanitizing Machine",0.91,1.8,0.39]
[2382399,"Hobart Corporation (A division of ITW Food Equipment Group)","Hobart","CLCS86eN","CLCS86eN",null,"Multiple Tank Rack Conveyor","Dual Sanitizing Machine",0.91,1.8,0.39]
[2382400,"Hobart Corporation (A division of ITW Food Equipment Group)","Hobart","CLPS86eNADV","CLPS86eNADV",null,"Multiple Tank Rack Conveyor","Hot Water Sanitizing (High Temp) Machine",null,1.8,0.39]
[2382401,"Hobart Corporation (A division of ITW Food Equipment Group)","Hobart","CLPS86eNER","CLPS86eNER",null,"Multiple Tank Rack Conveyor","Hot Water Sanitizing (High Temp) Machine",null,1.8,0.39]
[2382402,"Hobart Corporation (A division of ITW Food Equipment Group)","Hobart","CLCS86eNER","CLCS86eNER",null,"Multiple Tank Rack Conveyor","Hot Water Sanitizing (High Temp) Machine",null,1.8,0.39]
[2393278,"Hobart Corporation (A division of ITW Food Equipment Group)","Hobart","CDH","CDH",null,"Stationary Single Tank Door","Hot Water Sanitizing (High Temp) Machine",null,0.42,0.73]
[2393279,"Hobart Corporation (A division of ITW Food Equipment Group)","Hobart","CDL","CDL",null,"Stationary Single Tank Door","Chemical Sanitizing (Low Temp) Machine",0.24,null,0.85]
[2398044,"Hobart Corporation (A division of ITW Food Equipment Group)","Hobart","AM16 Series","AM16VLSCBX",null,"Stationary Single Tank Door","Chemical Sanitizing (Low Temp) Machine",0.17,null,0.67]
[2398045,"Hobart Corporation (A division of ITW Food Equipment Group)","Hobart","AM16 Series","AM16SCBX",null,"Stationary Single Tank Door","Chemical Sanitizing (Low Temp) Machine",0.17,null,0.67]
[2398052,"Hobart Corporation (A division of ITW Food Equipment Group)","Hobart","AM16 Series","AM16BASX",null,"Stationary Single Tank Door","Hot Water Sanitizing (High Temp) Machine",null,0.31,0.67]
[2398053,"Hobart Corporation (A division of ITW Food Equipment Group)","Hobart","AM16 Series","AM16VLBASX",null,"Stationary Single Tank Door","Hot Water Sanitizing (High Temp) Machine",null,0.31,0.67]
[2398054,"Hobart Corporation (A division of ITW Food Equipment Group)","Hobart","AM16 Series","AM16VLTBASX",null,"Stationary Single Tank Door","Hot Water Sanitizing (High Temp) Machine",null,0.31,0.67]
[2398383,"Hobart Corporation (A division of ITW Food Equipment Group)","Hobart","PW10SeR","PW10SeR",null,"Stationary Single Tank Door - PPU","Hot Water Sanitizing (High Temp) Machine",null,0.55000000000000004]
[2470820,"Hobart Corporation (A division of ITW Food Equipment Group)","Hobart","AM16VLTSCB","AM16VLTSCB",null,"Stationary Single Tank Door","Chemical Sanitizing (Low Temp) Machine",0.19,null,0.66]
[2470821,"Hobart Corporation (A division of ITW Food Equipment Group)","Hobart","AM16TCB","AM16TSCB",null,"Stationary Single Tank Door","Chemical Sanitizing (Low Temp) Machine",0.19,null,0.66]
[2631797,"Hobart Corporation (A division of ITW Food Equipment Group)","Hobart","LXGnPR","LXGnPR",null,"Under Counter - Glasswasher","Chemical Sanitizing (Low Temp) Machine",7.0000000000000007E-2,null,1.1399999999999999]
[2631798,"Hobart Corporation (A division of ITW Food Equipment Group)","Hobart","LXGnR","LXGnR",null,"Under Counter - Glasswasher","Hot Water Sanitizing (High Temp) Machine",null,0.23,0.62]
[2631799,"Hobart Corporation (A division of ITW Food Equipment Group)","Hobart","LXnC","LXnC",null,"Under Counter - Glasswasher","Chemical Sanitizing (Low Temp) Machine",0.14000000000000001,null,0.62]
[2631800,"Hobart Corporation (A division of ITW Food Equipment Group)","Hobart","LXnH","LXnH",null,"Under Counter - Glasswasher","Hot Water Sanitizing (High Temp) Machine",null,0.19,0.62]
[2631801,"Hobart Corporation (A division of ITW Food Equipment Group)","Hobart","LXnR","LXnR",null,"Under Counter - Glasswasher","Hot Water Sanitizing (High Temp) Machine",null,0.21,0.62]
[2383785,"Insinger Machine Company","Insinger Machine Company","CDT1","CDT1",null,"Under Counter - Glasswasher","Hot Water Sanitizing (High Temp) Machine",null,0.28000000000000003,0.75]
[2386066,"Insinger Machine Company","Insinger","Admiral 44-4","Admiral 44-4",null,"Single Tank Rack Conveyor","Hot Water Sanitizing (High Temp) Machine",null,0.5,0.64]
[2394998,"Stero (A division of ITW Food Equipment Group)","Stero","SD3T","SD3T",null,"Stationary Single Tank Door","Dual Sanitizing Machine",null,0.5,0.85]
[2386067,"Insinger Machine Company","Insinger","Admiral 66-4","Admiral 66-4",null,"Single Tank Rack Conveyor","Hot Water Sanitizing (High Temp) Machine",null,0.91,0.64]
[2392711,"Insinger Machine Company","Insinger","CX20","CX20","?,?,?","Stationary Single Tank Door","Hot Water Sanitizing (High Temp) Machine",null,0.01,0.67]
[2371479,"Jackson WWS, Inc.","Jackson","Dynastar HH-E","Dynastar HH-E",null,"Stationary Single Tank Door - PPU","Hot Water Sanitizing (High Temp) Machine",null,0.32,0.72]
[2374540,"Jackson WWS, Inc.","Jackson","Tempstar","Tempstar",null,"Stationary Single Tank Door","Hot Water Sanitizing (High Temp) Machine",null,0.45,0.88]
[2374542,"Jackson WWS, Inc.","Jackson","WareForce HT-180","WareForce HT-180",",WareForce HT-180,WareForce models are identical to Tempstar model, but sold to chemical dealers and have different decals.","Stationary Single Tank Door","Hot Water Sanitizing (High Temp) Machine",null,0.45,0.88]
[2374543,"Jackson WWS, Inc.","Jackson","NXP-HTD","NXP-HTD",",NXP-HTD,model is identical to Tempstar model, but has a smaller control box, lower placement of control box and different decals","Stationary Single Tank Door","Hot Water Sanitizing (High Temp) Machine",null,0.45,0.88]
[2374544,"Jackson WWS, Inc.","Jackson","WareForce NXP-180","WareForce NXP-180",",WareForce NXP-180,Identical to Tempstar but has a smaller control box,\nlower placement of control box and different decals.","Stationary Single Tank Door","Hot Water Sanitizing (High Temp) Machine",null,0.45,0.88]
[2374545,"Jackson WWS, Inc.","Jackson","HT180EC1","HT180EC1",",HT180EC1,Identical to Tempstar but only available in single phase rating","Stationary Single Tank Door","Hot Water Sanitizing (High Temp) Machine",null,0.45,0.88]
[2374546,"Jackson WWS, Inc.","Jackson","HT180EC3","HT180EC3",",HT180EC3,Identical to Tempstar but only available in three phase\nrating","Stationary Single Tank Door","Hot Water Sanitizing (High Temp) Machine",null,0.45,0.88]
[2374651,"Jackson WWS, Inc.","Jackson","Conserver XL2","Conserver XL2",null,"Stationary Single Tank Door - Dump and Fill","Chemical Sanitizing (Low Temp) Machine",0,null,1.1599999999999999]
[2374652,"Jackson WWS, Inc.","Jackson","Conserver XL2-CML","Conserver XL2-CML",",Conserver XL2-CML,CML models are designed to fit into corners and have the doors moved to accommodate installation.","Stationary Single Tank Door - Dump and Fill","Chemical Sanitizing (Low Temp) Machine",0,null,1.1599999999999999]
[2374653,"Jackson WWS, Inc.","Jackson","Conserver XL2-CMR","Conserver XL2-CMR",",Conserver XL2-CMR,CMR models are designed to fit into corners and have the doors moved to accommodate installation.","Stationary Single Tank Door - Dump and Fill","Chemical Sanitizing (Low Temp) Machine",0,null,1.1599999999999999]
[2374657,"Jackson WWS, Inc.","Jackson","WareForce 2","WareForce 2",",WareForce 2,Identical to Conserver XL2","Stationary Single Tank Door - Dump and Fill","Chemical Sanitizing (Low Temp) Machine",0,null,1.1599999999999999]
[2374658,"Jackson WWS, Inc.","Jackson","WareForce 2-CML","WareForce 2-CML",",WareForce 2-CML,Identical to Conserver XL2","Stationary Single Tank Door - Dump and Fill","Chemical Sanitizing (Low Temp) Machine",0,null,1.1599999999999999]
[2374659,"Jackson WWS, Inc.","Jackson","WareForce 2-CMR","WareForce 2-CMR",",WareForce 2-CMR,Identical to Conserver XL2","Stationary Single Tank Door - Dump and Fill","Chemical Sanitizing (Low Temp) Machine",0,null,1.1599999999999999]
[2375553,"Jackson WWS, Inc.","Jackson","Conserver XL-E","Conserver XL-E",null,"Stationary Single Tank Door","Chemical Sanitizing (Low Temp) Machine",0,null,1.02]
[2375555,"Jackson WWS, Inc.","Jackson","Conserver XL-E-FL","Conserver XL-E-FL",",Conserver XL-E-FL,\"-FL\" Indicates Front Loading configuration","Stationary Single Tank Door","Chemical Sanitizing (Low Temp) Machine",0,null,1.02]
[2375556,"Jackson WWS, Inc.","Jackson","WareForce 1-E","WareForce 1-E",",WareForce 1-E,Identical to Conserver XL-E except for model name and markings.","Stationary Single Tank Door","Chemical Sanitizing (Low Temp) Machine",0,null,1.02]
[2375557,"Jackson WWS, Inc.","Jackson","WareForce 1-E-FL","WareForce 1-E-FL",",WareForce 1-E-FL,Identical to Conserver XL-E except for model name and markings, \"-FL\" Indicates Front Loading configuration","Stationary Single Tank Door","Chemical Sanitizing (Low Temp) Machine",0,null,1.02]
[2376573,"Jackson WWS, Inc.","Jackson","Tempstar-VER","Tempstar-VER",null,"Stationary Single Tank Door","Hot Water Sanitizing (High Temp) Machine",null,0.45,0.86]
[2376574,"Jackson WWS, Inc.","Jackson","WareForce HT-180-VER","WareForce HT-180-VER",",WareForce HT-180-VER,Identical to Tempstar-VER model, but sold to chemical dealers, and has different decals.","Stationary Single Tank Door","Hot Water Sanitizing (High Temp) Machine",null,0.45,0.86]
[2376575,"Jackson WWS, Inc.","Jackson","NXP-HTD-VER","NXP-HTD-VER",",NXP-HTD-VER,Identical to Tempstar-VER, but has a smaller control box, lower placement of control box and different decals.","Stationary Single Tank Door","Hot Water Sanitizing (High Temp) Machine",null,0.45,0.86]
[2376576,"Jackson WWS, Inc.","Jackson","WareForce NXP-180-VER","WareForce NXP-180-VER",",WareForce NXP-180-VER,Identical to Tempstar-VER, but has a smaller control box, lower placement of control box, and different decals","Stationary Single Tank Door","Hot Water Sanitizing (High Temp) Machine",null,0.45,0.86]
[2376577,"Jackson WWS, Inc.","Jackson","HT180EC1-VER","HT180EC1-VER",",HT180EC1-VER,Identical to Tempstar-VER, but only available in single phase rating.","Stationary Single Tank Door","Hot Water Sanitizing (High Temp) Machine",null,0.45,0.86]
[2376578,"Jackson WWS, Inc.","Jackson","HT180EC3-VER","HT180EC3-VER",",HT180EC3-VER,Identical to Tempstar-VER, but only available in three phase rating.","Stationary Single Tank Door","Hot Water Sanitizing (High Temp) Machine",null,0.45,0.86]
[2377830,"Jackson WWS, Inc.","Jackson","Tempstar/NB","Tempstar/NB",",Tempstar/NB,\"NB\" indicates units that ship without optional rinse\nbooster","Stationary Single Tank Door","Hot Water Sanitizing (High Temp) Machine",null,0.45,0.88]
[2377831,"Jackson WWS, Inc.","Jackson","WareForce HT-180/NB","WareForce HT-180/NB",",WareForce HT-180/NB,Identical to Tempstar model, but sold to chemical\ndealers, has different decals and ships without optional rinse booster.","Stationary Single Tank Door","Hot Water Sanitizing (High Temp) Machine",null,0.45,0.88]
[2377832,"Jackson WWS, Inc.","Jackson","NXP-HTD/NB","NXP-HTD/NB",",NXP-HTD/NB,Identical to Tempstar, but has a smaller control box,\nlower placement of control box and different decals and ships without rinse booster","Stationary Single Tank Door","Hot Water Sanitizing (High Temp) Machine",null,0.45,0.88]
[2377833,"Jackson WWS, Inc.","Jackson","WareForce NXP-180/NB","WareForce NXP-180/NB",",WareForce NXP-180/NB,Identical to Tempstar but has a smaller control box,\nlower placement of control box, different decals and\nships without rinse booster","Stationary Single Tank Door","Hot Water Sanitizing (High Temp) Machine",null,0.45,0.88]
[2377835,"Jackson WWS, Inc.","Jackson","Conserver XL-E-LTH","Conserver XL-E-LTH",null,"Stationary Single Tank Door","Chemical Sanitizing (Low Temp) Machine",0.14000000000000001,null,1.03]
[2377836,"Jackson WWS, Inc.","Jackson","WareForce 1-E-LTH","WareForce 1-E-LTH",null,"Stationary Single Tank Door","Chemical Sanitizing (Low Temp) Machine",0.14000000000000001,null,1.03]
[2378668,"Jackson WWS, Inc.","Jackson","Dynastar HH/NB-E","Dynastar HH/NB-E",",Dynastar HH/NB-E,Identical to Dynastar HH-E except that it does not have an internal booster","Stationary Single Tank Door - PPU","Hot Water Sanitizing (High Temp) Machine",null,0.32,0.72]
[2378705,"Jackson WWS, Inc.","Jackson","Delta 5E","Delta 5E",null,"Under Counter - Glasswasher","Chemical Sanitizing (Low Temp) Machine",7.0000000000000007E-2,null,1.1499999999999999]
[2378706,"Jackson WWS, Inc.","Jackson","WareForce DG","WareForce DG",",WareForce DG,Same as Delta 5. Offered only to Chemical Dealers. Has different decals.","Under Counter - Glasswasher","Chemical Sanitizing (Low Temp) Machine",7.0000000000000007E-2,null,1.1499999999999999]
[2378709,"Jackson WWS, Inc.","Jackson","WareForce DG-E","WareForce DG-E",",WareForce DG-E,Same as Delta 5. Offered only to Chemical Dealers. Has different decals.","Under Counter - Glasswasher","Chemical Sanitizing (Low Temp) Machine",7.0000000000000007E-2,null,1.1499999999999999]
[2378985,"Jackson WWS, Inc.","Jackson","Delta 5","Delta 5",",Delta 5,Delta 5 and Delta 5E are the same with the exception of the timer.","Under Counter - Glasswasher","Chemical Sanitizing (Low Temp) Machine",7.0000000000000007E-2,null,1.1499999999999999]
[2381267,"Jackson WWS, Inc.","Jackson","Dynastar HH-E","Dynastar HH-E",null,"Stationary Single Tank Door","Hot Water Sanitizing (High Temp) Machine",null,0.32,0.72]
[2381268,"Jackson WWS, Inc.","Jackson","Dynastar HH/NB-E","Dynastar HH/NB-E",",Dynastar HH/NB-E,Identical to Dynastar HH-E except that it does not have an internal booster","Stationary Single Tank Door","Hot Water Sanitizing (High Temp) Machine",null,0.32,0.72]
[2382862,"Jackson WWS, Inc.","Jackson","Tempstar HH-E","Tempstar HH-E",null,"Stationary Single Tank Door","Hot Water Sanitizing (High Temp) Machine",null,0.49,0.72]
[2382863,"Jackson WWS, Inc.","Jackson","Tempstar HH/NB-E","Tempstar HH/NB-E",",Tempstar HH/NB-E,Units without integral booster","Stationary Single Tank Door","Hot Water Sanitizing (High Temp) Machine",null,0.49,0.72]
[2382864,"Jackson WWS, Inc.","Jackson","WareForce HT180HH-E","WareForce HT180HH-E",null,"Stationary Single Tank Door","Hot Water Sanitizing (High Temp) Machine",null,0.49,0.72]
[2382865,"Jackson WWS, Inc.","Jackson","WareForce HT180HH/NB-E","WareForce HT180HH/NB-E",",WareForce HT180HH/NB-E,Units without integral booster","Stationary Single Tank Door","Hot Water Sanitizing (High Temp) Machine",null,0.49,0.72]
[2383426,"Jackson WWS, Inc.","Jackson","DISHSTAR LTH","DISHSTAR LTH",null,"Under Counter - Glasswasher","Chemical Sanitizing (Low Temp) Machine",0.1,null,1.1499999999999999]
[2383427,"Jackson WWS, Inc.","Jackson","WareForce UL30","WareForce UL30",null,"Under Counter - Glasswasher","Chemical Sanitizing (Low Temp) Machine",0.1,null,1.1499999999999999]
[2383445,"Jackson WWS, Inc.","Jackson","DISHSTAR LT","DISHSTAR LT",null,"Under Counter - Glasswasher","Chemical Sanitizing (Low Temp) Machine",0,null,1.1499999999999999]
[2383708,"Jackson WWS, Inc.","Jackson","Dynastar","Dynastar",null,"Stationary Single Tank Door","Hot Water Sanitizing (High Temp) Machine",null,0.34,0.7]
[2383709,"Jackson WWS, Inc.","Jackson","Dynastar NB","Dynastar NB",",Dynastar NB,Does not have optional booster heater.","Stationary Single Tank Door","Hot Water Sanitizing (High Temp) Machine",null,0.34,0.7]
[2383800,"Jackson WWS, Inc.","Jackson","Tempstar HH-E-VER","Tempstar HH-E-VER",null,"Stationary Single Tank Door","Hot Water Sanitizing (High Temp) Machine",null,0.49,0.78]
[2383801,"Jackson WWS, Inc.","Jackson","WareForce HT180HH-E-VER","WareForce HT180HH-E-VER",null,"Stationary Single Tank Door","Hot Water Sanitizing (High Temp) Machine",null,0.49,0.78]
[2383807,"Jackson WWS, Inc.","Jackson","Tempstar HH-E-VER","Tempstar HH-E-VER",null,"Stationary Single Tank Door - PPU","Hot Water Sanitizing (High Temp) Machine",null,0.49]
[2383808,"Jackson WWS, Inc.","Jackson","WareForce HT180HH-E-VER","WareForce HT180HH-E-VER",null,"Stationary Single Tank Door - PPU","Hot Water Sanitizing (High Temp) Machine",null,0.49]
[2383839,"Jackson WWS, Inc.","Jackson","JFS","JFS",null,"Multiple Tank Flight-type","Hot Water Sanitizing (High Temp) Machine",null,4.2300000000000004]
[2384404,"Jackson WWS, Inc.","Jackson","DishStar HT-E","DishStar HT-E",null,"Under Counter - Glasswasher","Hot Water Sanitizing (High Temp) Machine",null,0.24,0.59]
[2384405,"Jackson WWS, Inc.","Jackson WWS, LLC","WAREFORCE UH30-E","WAREFORCE UH30-E",null,"Under Counter - Glasswasher","Hot Water Sanitizing (High Temp) Machine",null,0.24,0.59]
[2384922,"Jackson WWS, Inc.","Jackson","Tempstar HH-E","Tempstar HH-E",null,"Stationary Single Tank Door - PPU","Hot Water Sanitizing (High Temp) Machine",null,0.49]
[2384923,"Jackson WWS, Inc.","Jackson","Tempstar HH/NB-E","Tempstar HH/NB-E",",Tempstar HH/NB-E,Units without integral booster","Stationary Single Tank Door - PPU","Hot Water Sanitizing (High Temp) Machine",null,0.49]
[2384924,"Jackson WWS, Inc.","Jackson","WareForce HT180HH-E","WareForce HT180HH-E",null,"Stationary Single Tank Door - PPU","Hot Water Sanitizing (High Temp) Machine",null,0.49]
[2384925,"Jackson WWS, Inc.","Jackson","WareForce HT180HH/NB-E","WareForce HT180HH/NB-E",",WareForce HT180HH/NB-E,Units without integral booster","Stationary Single Tank Door - PPU","Hot Water Sanitizing (High Temp) Machine",null,0.49]
[2388442,"Jackson WWS, Inc.","Jackson","DishStar HT-E-SEER","DishStar HT-E-SEER",null,"Under Counter - Glasswasher","Hot Water Sanitizing (High Temp) Machine",null,null,0.6]
[2388443,"Jackson WWS, Inc.","Jackson WWS, LLC","WareForce UH30-E-SEER","WareForce UH30-E-SEER",null,"Under Counter - Glasswasher","Hot Water Sanitizing (High Temp) Machine",null,null,0.6]
[2388444,"Jackson WWS, Inc.","Jackson WWS, LLC","DishStar ADA-SEER","DishStar ADA-SEER",",DishStar ADA-SEER,Controls mounted per ADA","Under Counter - Glasswasher","Hot Water Sanitizing (High Temp) Machine",null,null,0.6]
[2388445,"Jackson WWS, Inc.","Jackson WWS, LLC","WareForce DG-HT-E-SEER","WareForce DG-HT-E-SEER",null,"Under Counter - Glasswasher","Hot Water Sanitizing (High Temp) Machine",null,null,0.6]
[2388446,"Jackson WWS, Inc.","Jackson WWS, LLC","Delta HT-E-SEER","Delta HT-E-SEER",null,"Under Counter - Glasswasher","Hot Water Sanitizing (High Temp) Machine",null,null,0.6]
[2389784,"Jackson WWS, Inc.","Jackson WWS, LLC","WF-UH-SEER-ADA","WF-UH-SEER-ADA",",WF-UH-SEER-ADA,Controls mounted per ADA","Under Counter - Glasswasher","Hot Water Sanitizing (High Temp) Machine",null,null,0.6]
[2392865,"Jackson WWS, Inc.","Jackson","DynaStar HH-E-VER","DynaStar HH-E-VER",null,"Stationary Single Tank Door","Hot Water Sanitizing (High Temp) Machine",null,0.36,0.72]
[2393704,"Jackson WWS, Inc.","Jackson","DynaStar-VER","DynaStar-VER",null,"Stationary Single Tank Door","Hot Water Sanitizing (High Temp) Machine",null,0.35,0.7]
[2398184,"Jackson WWS, Inc.","Jackson","Tempstar FL","Tempstar FL",",Tempstar FL,Identical to Tempstar but is equipped with a \"drop down\" front door like on an undercounter unit.","Stationary Single Tank Door","Hot Water Sanitizing (High Temp) Machine",null,0.45,0.88]
[2398185,"Jackson WWS, Inc.","Jackson","Tempstar FL-N","Tempstar FL-N",null,"Stationary Single Tank Door","Hot Water Sanitizing (High Temp) Machine",null,0.45,0.88]
[2398187,"Jackson WWS, Inc.","Jackson","Tempstar FL-VER","Tempstar FL-VER",",Tempstar FL-VER,Identical to Tempstar-VER, but is equipped with a \"drop down\" front door as normally seen on an undercounter unit.","Stationary Single Tank Door","Hot Water Sanitizing (High Temp) Machine",null,0.45,0.86]
[2839030,"Jackson WWS, Inc.","Jackson WWS, Inc.","RackStar 44 HH","RackStar 44 HH",",RackStar 44,","Multiple Tank Rack Conveyor","Hot Water Sanitizing (High Temp) Machine",null,null,0.37]
[3360907,"Jackson WWS, Inc.","Jackson WWS, Inc.","RackStar 44 HH ER","RackStar 44 HH ER",",RackStar 44 ER,","Multiple Tank Rack Conveyor","Hot Water Sanitizing (High Temp) Machine",null,null,0.37]
[3398261,"Jackson WWS, Inc.","Jackson WWS, Inc.","RackStar 66 HH","RackStar 66 HH",",RackStar 66,","Multiple Tank Rack Conveyor","Hot Water Sanitizing (High Temp) Machine",null,null,0.38]
[3417744,"Jackson WWS, Inc.","Jackson WWS, Inc.","RackStar 66 HH ER","RackStar 66 HH ER",",Rackstar 66 ER,","Multiple Tank Rack Conveyor","Hot Water Sanitizing (High Temp) Machine",null,null,0.38]
[2399500,"LAMBER SRL","Lamber","F92-ek-PS","F92-ek-PS",null,"Under Counter - Glasswasher","Hot Water Sanitizing (High Temp) Machine",null,0.28999999999999998,0.71]
[2403304,"LAMBER SRL","Lamber","F99EKDPS","F99EKDPS",null,"Under Counter - Glasswasher","Hot Water Sanitizing (High Temp) Machine",null,0.28999999999999998,0.71]
[2403305,"LAMBER SRL","Lamber","F99DYDPS","F99DYDPS",null,"Under Counter - Glasswasher","Hot Water Sanitizing (High Temp) Machine",null,0.28999999999999998,0.71]
[2430225,"LAMBER SRL","Lamber","L21-eK-PS","L21-eK-PS",null,"Stationary Single Tank Door","Hot Water Sanitizing (High Temp) Machine",null,0.49,0.33]
[3417518,"LAMBER SRL","Lamber SRL","DSP4","DSP4",null,"Under Counter - Glasswasher","Hot Water Sanitizing (High Temp) Machine",null,0.2,0.28999999999999998]
[2398428,"Meiko USA","Meiko USA, Inc.","KA-76","KA-76",null,"Single Tank Rack Conveyor","Hot Water Sanitizing (High Temp) Machine",null,1.04,0.28000000000000003]
[2398429,"Meiko USA","Meiko USA, Inc.","KA-66","KA-66",null,"Single Tank Rack Conveyor","Hot Water Sanitizing (High Temp) Machine",null,1.04,0.28000000000000003]
[2398430,"Meiko USA","Meiko USA, Inc.","KA-54","KA-54",null,"Single Tank Rack Conveyor","Hot Water Sanitizing (High Temp) Machine",null,1.04,0.28000000000000003]
[2398431,"Meiko USA","Meiko USA, Inc.","KA-44","KA-44",null,"Single Tank Rack Conveyor","Hot Water Sanitizing (High Temp) Machine",null,1.04,0.28000000000000003]
[2403972,"Meiko USA","Meiko USA, Inc.","KA-100","KA-100",null,"Multiple Tank Rack Conveyor","Hot Water Sanitizing (High Temp) Machine",null,1.66,0.24]
[2403973,"Meiko USA","Meiko USA, Inc.","KA-86","KA-86",null,"Multiple Tank Rack Conveyor","Hot Water Sanitizing (High Temp) Machine",null,1.81,0.2]
[2403974,"Meiko USA","Meiko USA, Inc.","KA-64","KA-64",null,"Multiple Tank Rack Conveyor","Hot Water Sanitizing (High Temp) Machine",null,1.81,0.2]
[2683968,"Meiko USA","Meiko USA, Inc.","DV 80.2","DV 80.2",null,"Stationary Single Tank Door","Hot Water Sanitizing (High Temp) Machine",null,0.25,0.75]
[3360870,"Meiko USA","Meiko USA, Inc.","M_iClean UM+ M2","M_iClean UM+ M2",null,"Under Counter - Glasswasher","Hot Water Sanitizing (High Temp) Machine",null,0.28999999999999998,0.64]
[3360871,"Meiko USA","Meiko USA, Inc.","M007DWUC10M3-30","M007DWUC10M3-30",null,"Under Counter - Glasswasher","Hot Water Sanitizing (High Temp) Machine",null,0.28999999999999998,0.64]
[3360872,"Meiko USA","Meiko USA, Inc.","M_iClean UM M2","M_iClean UM M2",null,"Under Counter - Glasswasher","Hot Water Sanitizing (High Temp) Machine",null,0.28999999999999998,0.64]
[3360873,"Meiko USA","Meiko USA, Inc.","M007DWUC10M3-20","M007DWUC10M3-20",null,"Under Counter - Glasswasher","Hot Water Sanitizing (High Temp) Machine",null,0.28999999999999998,0.64]
[3360874,"Meiko USA","Meiko USA, Inc.","M007DWUC10M3-30 Heat Recovery","M007DWUC10M3-30 Heat Recovery",null,"Under Counter - Glasswasher","Hot Water Sanitizing (High Temp) Machine",null,0.22,0.82]
[3360875,"Meiko USA","Meiko USA, Inc.","M007DWUC10M3-20 Heat Recovery","M007DWUC10M3-20 Heat Recovery",null,"Under Counter - Glasswasher","Hot Water Sanitizing (High Temp) Machine",null,0.22,0.82]
[2383548,"Moyer Diebel Ltd","Moyer Diebel","383HT","383HT","351HT,351HT,","Under Counter - Glasswasher","Hot Water Sanitizing (High Temp) Machine",null,0.25,0.84]
[2384816,"Moyer Diebel Ltd","Moyer Diebel","601HT","601HT",null,"Under Counter - Glasswasher","Hot Water Sanitizing (High Temp) Machine",null,0.25,0.76]
[2390273,"Moyer Diebel Ltd","Moyer Diebel","601HR","601HR",null,"Under Counter - Glasswasher","Hot Water Sanitizing (High Temp) Machine",null,0.23,0.72]
[2395301,"ONNERA USA, Inc.","Fagor","CO-400W","CO-400W",",CO-402W**,; ,CO-402W,","Under Counter - Glasswasher","Hot Water Sanitizing (High Temp) Machine",null,0.25,0.65]
[2395402,"ONNERA USA, Inc.","Fagor","COP-504W","COP-504W",",COP-504W**,","Under Counter - Glasswasher","Hot Water Sanitizing (High Temp) Machine",null,0.22,0.66]
[2399505,"ONNERA USA, Inc.","Fagor","CO-500W**","CO-500W**",null,"Under Counter - Glasswasher","Hot Water Sanitizing (High Temp) Machine",null,0.28999999999999998,0.52]
[2399625,"ONNERA USA, Inc.","Fagor","CO-502W","CO-502W",",CO-502W***,","Under Counter - Glasswasher","Hot Water Sanitizing (High Temp) Machine",null,0.2,0.39]
[2400252,"ONNERA USA, Inc.","Fagor","COP-174W","COP-174W",null,"Stationary Single Tank Door","Hot Water Sanitizing (High Temp) Machine",null,0.31,0.67]
[2377773,"Stero (A division of ITW Food Equipment Group)","Stero","SD3","SD3",null,"Stationary Single Tank Door","Dual Sanitizing Machine",0.26,0.53,0.85]
[2381317,"Stero (A division of ITW Food Equipment Group)","Stero","STPCW-ER-20","STPCW-ER-20",null,"Multiple Tank Flight-type","Hot Water Sanitizing (High Temp) Machine",null,4.5199999999999996]
[2381983,"Stero (A division of ITW Food Equipment Group)","Stero","SUH","SUH",null,"Under Counter - Glasswasher","Hot Water Sanitizing (High Temp) Machine",null,0.19,0.74]
[2381984,"Stero (A division of ITW Food Equipment Group)","Stero","SUL","SUL",null,"Under Counter - Glasswasher","Chemical Sanitizing (Low Temp) Machine",0.15,null,0.74]
[2383727,"Stero (A division of ITW Food Equipment Group)","Stero","Stero ER Series","ER-44",null,"Single Tank Rack Conveyor","Hot Water Sanitizing (High Temp) Machine",null,1.04,0.65]
[2383728,"Stero (A division of ITW Food Equipment Group)","Stero","Stero ER Series","ER76SC",null,"Single Tank Rack Conveyor","Hot Water Sanitizing (High Temp) Machine",null,1.04,0.65]
[2383729,"Stero (A division of ITW Food Equipment Group)","Stero","Stero ER Series","ER90S",null,"Single Tank Rack Conveyor","Hot Water Sanitizing (High Temp) Machine",null,1.04,0.65]
[2383730,"Stero (A division of ITW Food Equipment Group)","Stero","Stero ER Series","ER76S",null,"Single Tank Rack Conveyor","Hot Water Sanitizing (High Temp) Machine",null,1.04,0.65]
[2383731,"Stero (A division of ITW Food Equipment Group)","Stero","Stero ER Series","ER66S",null,"Single Tank Rack Conveyor","Hot Water Sanitizing (High Temp) Machine",null,1.04,0.65]
[2383732,"Stero (A division of ITW Food Equipment Group)","Stero","Stero ER Series","ER-54",null,"Single Tank Rack Conveyor","Hot Water Sanitizing (High Temp) Machine",null,1.04,0.65]
[2384322,"Stero (A division of ITW Food Equipment Group)","Stero","ER-64","ER-64",null,"Multiple Tank Rack Conveyor","Hot Water Sanitizing (High Temp) Machine",null,1.79,0.45]
[2384323,"Stero (A division of ITW Food Equipment Group)","Stero","ER-86S","ER-86S",null,"Multiple Tank Rack Conveyor","Hot Water Sanitizing (High Temp) Machine",null,1.79,0.45]
[2384324,"Stero (A division of ITW Food Equipment Group)","Stero","ER-94S","ER-94S",null,"Multiple Tank Rack Conveyor","Hot Water Sanitizing (High Temp) Machine",null,1.79,0.45]
[2384325,"Stero (A division of ITW Food Equipment Group)","Stero","ER-94SC","ER-94SC",null,"Multiple Tank Rack Conveyor","Hot Water Sanitizing (High Temp) Machine",null,1.79,0.45]
[2393870,"Stero (A division of ITW Food Equipment Group)","Stero","SG","SG",null,"Under Counter - Glasswasher","Chemical Sanitizing (Low Temp) Machine",0.08,null,1.1399999999999999]
[2376400,"Hobart Corporation (A division of ITW Food Equipment Group)","Hobart","AM16 Series","AM16VLSCB",null,"Stationary Single Tank Door","Chemical Sanitizing (Low Temp) Machine",0.17,null,0.67]
[2376428,"Hobart Corporation (A division of ITW Food Equipment Group)","Hobart","AM16 Series","AM16VLTADV",null,"Stationary Single Tank Door","Hot Water Sanitizing (High Temp) Machine",null,0.31,0.67]
[2382377,"Hobart Corporation (A division of ITW Food Equipment Group)","Hobart","CL44eN","CL44eN",null,"Single Tank Rack Conveyor","Dual Sanitizing Machine",0.54,1.08,0.62]
[2382378,"Hobart Corporation (A division of ITW Food Equipment Group)","Hobart","CL44eNER","CL44eNER",null,"Single Tank Rack Conveyor","Hot Water Sanitizing (High Temp) Machine",null,1.08,0.62]
[2382379,"Hobart Corporation (A division of ITW Food Equipment Group)","Hobart","CL44eNADV","CL44eNADV",null,"Single Tank Rack Conveyor","Hot Water Sanitizing (High Temp) Machine",null,1.08,0.62]
[2382380,"Hobart Corporation (A division of ITW Food Equipment Group)","Hobart","CL54eN","CL54eN",null,"Single Tank Rack Conveyor","Dual Sanitizing Machine",0.65,1.1599999999999999,0.56000000000000005]
[2382381,"Hobart Corporation (A division of ITW Food Equipment Group)","Hobart","CL54eNADV","CL54eNADV",null,"Single Tank Rack Conveyor","Hot Water Sanitizing (High Temp) Machine",null,1.1599999999999999,0.56000000000000005]
[2382382,"Hobart Corporation (A division of ITW Food Equipment Group)","Hobart","CL54eNER","CL54eNER",null,"Single Tank Rack Conveyor","Hot Water Sanitizing (High Temp) Machine",null,1.1599999999999999,0.56000000000000005]
[2382383,"Hobart Corporation (A division of ITW Food Equipment Group)","Hobart","CL64eN","CL64eN",null,"Multiple Tank Rack Conveyor","Dual Sanitizing Machine",0.9,1.59,0.39]
[2382384,"Hobart Corporation (A division of ITW Food Equipment Group)","Hobart","CL64eNADV","CL64eNADV",null,"Multiple Tank Rack Conveyor","Hot Water Sanitizing (High Temp) Machine",null,1.59,0.39]
[2382385,"Hobart Corporation (A division of ITW Food Equipment Group)","Hobart","CL64eNER","CL64eNER",null,"Multiple Tank Rack Conveyor","Hot Water Sanitizing (High Temp) Machine",null,1.59,0.39]
[2382386,"Hobart Corporation (A division of ITW Food Equipment Group)","Hobart","CLCS66eN","CLCS66eN",null,"Single Tank Rack Conveyor","Dual Sanitizing Machine",0.56999999999999995,1.0900000000000001,0.62]
[2382387,"Hobart Corporation (A division of ITW Food Equipment Group)","Hobart","CLPS66eN","CLPS66eN",null,"Single Tank Rack Conveyor","Dual Sanitizing Machine",0.56999999999999995,1.0900000000000001,0.62]
[2382388,"Hobart Corporation (A division of ITW Food Equipment Group)","Hobart","CLCS66eNER","CLCS66eNER",null,"Single Tank Rack Conveyor","Hot Water Sanitizing (High Temp) Machine",null,1.0900000000000001,0.62]
[2382389,"Hobart Corporation (A division of ITW Food Equipment Group)","Hobart","CLPS66eNER","CLPS66eNER",null,"Single Tank Rack Conveyor","Hot Water Sanitizing (High Temp) Machine",null,1.0900000000000001,0.62]
[2382390,"Hobart Corporation (A division of ITW Food Equipment Group)","Hobart","CLPS66eNADV","CLPS66eNADV",null,"Single Tank Rack Conveyor","Hot Water Sanitizing (High Temp) Machine",null,1.0900000000000001,0.62]
[2382391,"Hobart Corporation (A division of ITW Food Equipment Group)","Hobart","CL44eNVL","CL44eNVL",null,"Single Tank Rack Conveyor","Hot Water Sanitizing (High Temp) Machine",null,0.99,0.63]
[2382392,"Hobart Corporation (A division of ITW Food Equipment Group)","Hobart","CLPS66eNVL","CLPS66eNVL",null,"Single Tank Rack Conveyor","Hot Water Sanitizing (High Temp) Machine",null,0.97,0.63]
[2382393,"Hobart Corporation (A division of ITW Food Equipment Group)","Hobart","CLPS76eN","CLPS76eN",null,"Single Tank Rack Conveyor","Dual Sanitizing Machine",0.61,0.97,0.56000000000000005]
[2382394,"Hobart Corporation (A division of ITW Food Equipment Group)","Hobart","CLCS76eN","CLCS76eN",null,"Single Tank Rack Conveyor","Dual Sanitizing Machine",0.61,0.97,0.56000000000000005]
[2382395,"Hobart Corporation (A division of ITW Food Equipment Group)","Hobart","CLPS76eNER","CLPS76eNER",null,"Single Tank Rack Conveyor","Hot Water Sanitizing (High Temp) Machine",null,0.97,0.56000000000000005]
[2382396,"Hobart Corporation (A division of ITW Food Equipment Group)","Hobart","CLCS76eNER","CLCS76eNER",null,"Single Tank Rack Conveyor","Hot Water Sanitizing (High Temp) Machine",null,0.97,0.56000000000000005]

{"sheet":"Fryers","index":3,"n_rows":42,"n_cols":6,"rows_kept":42,"cut":false,"hidden":false,"merged":[[1,6,1,12],[1,0,1,5]]}
[]
["   Fryers  v.2024"]
["ENERGY STAR® Unique ID","Brand Name","Model Number","Additional Model Information","Fuel Type","Incentive"]
[2281537,"Henny Penny","CFE-415",null,"Electric",400]
[2281798,"Henny Penny","CFE-4#0",null,"Electric",400]
[2281799,"Henny Penny","EEE-15#",null,"Electric",400]
[2281822,"Henny Penny","OFE-32# Split",null,"Electric",400]
[2281823,"Henny Penny","OFE-32#",null,"Electric",400]
[2281938,"Anetsberger LLC","AEH18",null,"Electric",400]
[2281940,"Pitco","SEF14R",null,"Electric",400]
[2281941,"Pitco","SFSE14R",null,"Electric",400]
[2281942,"Pitco","SE14R",null,"Electric",400]
[2281955,"Pitco","SE184",null,"Electric",400]
[2281956,"Pitco","SEF184",null,"Electric",400]
[2281957,"Pitco","SFSE184",null,"Electric",400]
[2282167,"Henny Penny","EEE-14#",null,"Electric",400]
[2282177,"Henny Penny","LVE-20#",null,"Electric",400]
[2283552,"Vulcan","1ER50D-1","1ER50D-2 1ER50D-3 1ER50A-1 1ER50A-2 1ER50A-3 1ER50C-1 1ER50C-2 1ER50C-3","Electric",400]
[2287380,"Frymaster","#FQE30U","#FQE30U,14 kW; 30lb","Electric",400]
[2292088,"Frymaster","#1814E","#1814E,1814 Electric, 17kW, 11814E, 21814E, 31814E, 41814E; ,#1814EF,17kW, 11814EF, 21814EF, 31814EF, 41814EF; ,YFPRE#1817,17kW, YFPRE11817","Electric",400]
[2292171,"Frymaster","RE#17","FMRE#17,17kW, FMRE117, FMRE217, FMRE317, FMRE417, FMRE517, FMRE617; ,FPRE#17,17 kW, FPRE117, FPRE217, FPRE317, FPRE417, FPRE517, FPRE617; ,RE#17,17kW, RE117, RE217, RE317, RE417, RE517, RE617","Electric",400]
[2292391,"Frymaster","RE#14","FMRE#14,14kW and 50lb, RE114, RE214, RE314, RE414, RE514, RE614, FMRE114, FMRE214, FMRE314, FMRE414, FMRE514, FMRE614, FPRE114, FPRE214, FPRE314, FPRE414, FPRE514, FPRE614; ,FPRE#14,14kW and 50lb, RE114, RE214, RE314, RE414, RE514, RE614, FMRE114, FMRE214, FMRE314, FMRE414, FMRE514, FMRE614, FPRE114, FPRE214, FPRE314, FPRE414, FPRE514, FPRE614; ,RE#14,14kW and 50lb, RE114, RE214, RE314, RE414, RE514, RE614, FMRE114, FMRE214, FMRE314, FMRE414, FMRE514, FMRE614, FPRE114, FPRE214, FPRE314, FPRE414, FPRE514, FPRE614","Electric",400]
[2296293,"Vulcan","1ER85D-1","1ER85A-1 ,1ER85A-2 ,1ER85C-1 ,1ER85C-2, 1ER85D-2","Electric",400]
[2296294,"Vulcan","CEF40",null,"Electric",400]
[2338743,"Henny Penny","OFE-51X",null,"Electric",400]
[2365378,"Frymaster","2FQE30U","3FQE30U, 4FQE30U, BIELA230, BIELA330, BIELA430, BIELA530","Electric",400]
[2372446,"Frymaster","1FQE60U",",2FQE60U,; ,3FQE60U,","Electric",400]
[2381406,"Ultrafryer","E20-18","Filtration available with all models","Electric",400]
[2384047,"Frymaster","1FQE80U",null,"Electric",400]
[2384059,"Frymaster","RE180","FPRE180, FPRE280, FPRE380, FPRE480","Electric",400]
[2390248,"RESFAB","MB-50ATV",null,"Electric",400]
[2390249,"RESFAB","MB-502ATV",null,"Electric",400]
[2280472,"Frymaster","FPEL#17","#FQE30U,2FQE30U, 3FQE30U, 4FQE30U, 5FQE30U; ,FMEL#17,FMEL117, FMEL217, FMEL317, FMEL417, FMEL517; ,FPEL#17,FPEL117, FPEL217, FPEL317, FPEL417, FPEL517","Electric",400]
[2280474,"Frymaster","RE#14","RE14,FMRE#14,14KW; RE14,FPRE#14,14KW; RE14,RE#14,14KW","Electric",400]
[2280475,"Frymaster","RE#14TC","FMRE#14TC,FMRE114TC, FMRE214TC, FMRE314TC, FMRE414TC, FMRE514TC, FMRE614TC; ,FPRE#14TC,FPRE114TC, FPRE214TC, FPRE314TC, FPRE414TC, FPRE514TC, FPRE614TC; ,RE#14TC,RE114TC, RE214TC, RE314TC, RE414TC, RE514TC, RE614TC","Electric",400]
[2280531,"Frymaster","RE#17TC","FMRE#17TC,FMRE117TC, FMRE217TC, FMRE317TC, FMRE417TC, FMRE517TC, FMRE617TC; ,FPRE#17TC,FPRE117TC, FPRE217TC, FPRE317TC, FPRE417TC, FPRE517TC, FPRE617TC; ,RE#17TC,RE117TC, RE217TC, RE317TC, RE417TC, RE517TC, RE617TC","Electric",400]
[2280695,"Frymaster","FPEL#14","#FQE30U,14kW; 2FQE30U, 3FQE30U, 4FQE30U, 5FQE30U; ,FMEL#14,14kW; FMEL114, FMEL214, FMEL314, FMEL414, FMEL514; ,FPEL#14,14kW; FPEL114, FPEL214, FPEL314, FPEL414, FPEL514","Electric",400]
[2280823,"Frymaster","BIEL#14",",BIEL#14,14kW, 30 lb, BIEL114, BIEL214, BIEL314, BIEL414, BIEL514; ,BIELA#14,14kW, 30 lb, BIELA114, BIELA214, BIELA314, BIELA414, BIELA514","Electric",400]
[2280991,"RESFAB","MB-50AT",null,"Electric",400]
[2280993,"RESFAB","MB-502AT",null,"Electric",400]
[2280994,"RESFAB","MB-85ATV","MB-85AT,MB-85AT","Electric",400]
[2649997,"RESFAB","MB-85B",null,"Electric",400]

{"sheet":"Fryers_Q","index":4,"n_rows":134,"n_cols":11,"rows_kept":134,"cut":false,"hidden":true,"merged":[]}
["pd_id","energy_star_partner","brand_name","model_name","model_number","additional_model_information","product_type","fuel_type","shortening_capacity_lb","cooking_energy_efficiency","idle_energy_rate_electric_watts"]
[2280413,"Electrolux Professional","Electrolux","AFRG16","AFRG16",null,"Standard Vat","Gas",40,54]
[2280470,"Frymaster,(A division of Welbilt)","Frymaster","LHD#65","LHD#65",",FPLHD#65,FPLHD265, FPLHD365, FPLHD465, FPLHD565, FPLHD665; ,LHD#65,LHD165","Large Vat","Gas",100,57,43]
[2280471,"Frymaster,(A division of Welbilt)","Frymaster","FPGL#30","FPGL#30",",#FQG30U,2FQG30U,3FQG30U,4FQG30U,5FQG30U; ,FMGL#30,FMGL130,FMGL230,FMGL330,FMGL430,FMGL530; ,FPGL#30,FPGL130,FPGL230, FPGL330,FPGL430,FPGL530","Standard Vat","Gas",31,56]
[2280472,"Frymaster,(A division of Welbilt)","Frymaster","FPEL#17","FPEL#17",",#FQE30U,2FQE30U, 3FQE30U, 4FQE30U, 5FQE30U; ,FMEL#17,FMEL117, FMEL217, FMEL317, FMEL417, FMEL517; ,FPEL#17,FPEL117, FPEL217, FPEL317, FPEL417, FPEL517","Standard Vat","Electric",33,91,792]
[2280473,"Frymaster,(A division of Welbilt)","Frymaster","HD#50G","HD#50G",",CFHD#50G,CFHD150G; ,HD#50G,HD150G, HD250G, HD350G, HD450G, HD550G, HD650G; ,SCFHD#50G,SCFHD250G, SCFHD350G, SCFHD450G, SCFHD550G, SCFHD650G; ,YCFH#50G,YCFH114G; ,YSCFH#50G,YSCFH214G, YSCFH314, YSCFH414","Standard Vat","Gas",50,51]
[2280474,"Frymaster,(A division of Welbilt)","Frymaster","RE14","RE#14","RE14,FMRE#14,14KW; RE14,FPRE#14,14KW; RE14,RE#14,14KW","Standard Vat","Electric",50,81,931]
[2280475,"Frymaster,(A division of Welbilt)","Frymaster","RE#14TC","RE#14TC",",FMRE#14TC,FMRE114TC, FMRE214TC, FMRE314TC, FMRE414TC, FMRE514TC, FMRE614TC; ,FPRE#14TC,FPRE114TC, FPRE214TC, FPRE314TC, FPRE414TC, FPRE514TC, FPRE614TC; ,RE#14TC,RE114TC, RE214TC, RE314TC, RE414TC, RE514TC, RE614TC","Standard Vat","Electric",50,83,783]
[2280531,"Frymaster,(A division of Welbilt)","Frymaster","RE#17TC","RE#17TC",",FMRE#17TC,FMRE117TC, FMRE217TC, FMRE317TC, FMRE417TC, FMRE517TC, FMRE617TC; ,FPRE#17TC,FPRE117TC, FPRE217TC, FPRE317TC, FPRE417TC, FPRE517TC, FPRE617TC; ,RE#17TC,RE117TC, RE217TC, RE317TC, RE417TC, RE517TC, RE617TC","Standard Vat","Electric",50,86,591]
[2280533,"Frymaster,(A division of Welbilt)","Frymaster","PH#55","PH#55",",BIPH#55,BIPH155, BIPH255, BIPH355, BIPH455, BIPH555, BIPH655; ,FMPH#55,FMPH155, FMPH255, FMPH355, FMPH455, FMPH555, FMPH655; ,FPH#55,FPH155; ,FPPH#55,FPPH255, FPPH355, FPPH455, FPPH555, FPPH655; ,MPH#55,; ,PH#55,PH155, PH255, PH355, PH455, PH555, PH655","Standard Vat","Gas",50,54]
[2280535,"Frymaster,(A division of Welbilt)","Frymaster","#1814G","#1814G",",#1814G,11814G, 21814G, 31814G, 41814G; ,#1814GF,11814GF, 21814GF, 31814GF, 41814GF","Large Vat","Gas",63,56]
[2280536,"Frymaster,(A division of Welbilt)","Frymaster","ESG35T","ESG35T",null,"Standard Vat","Gas",37,52]
[2280692,"Frymaster,(A division of Welbilt)","Frymaster","FPEL#14-#","FPEL#14-#",",#FQE30U,4KW; 35lb, 2FQE30U, 3FQE30U, 4FQE30U, 5FQE30U; ,FMEL#14-#,14KW; 35lb, FMEL114-2, FMEL214-2, FMEL214-4, FMEL314-2, FMEL314-4, FMEL314-6, FMEL414-2,  FMEL414-4, FMEL414-6, FMEL414-8, FMEL514-2, FMEL514-4, FMEL514-6, FMEL514-8, FMEL514-10; ,FPEL#14-#,14KW; 35lb, FPEL114-2, FPEL214-2, FPEL214-4, FPEL314-2, FPEL314-4, FPEL314-6, FPEL414-2, FPEL414-4, FPEL414-6, FPEL414-8, FPEL514-2, FPEL514-4, FPEL514-6, FPEL514-8, FPEL514-10","Split Vat","Electric",35,87,640]
[2280695,"Frymaster,(A division of Welbilt)","Frymaster","FPEL#14","FPEL#14",",#FQE30U,14kW; 2FQE30U, 3FQE30U, 4FQE30U, 5FQE30U; ,FMEL#14,14kW; FMEL114, FMEL214, FMEL314, FMEL414, FMEL514; ,FPEL#14,14kW; FPEL114, FPEL214, FPEL314, FPEL414, FPEL514","Standard Vat","Electric",35,87,620]
[2280823,"Frymaster,(A division of Welbilt)","Frymaster","BIEL#14","BIEL#14",",BIEL#14,14kW, 30 lb, BIEL114, BIEL214, BIEL314, BIEL414, BIEL514; ,BIELA#14,14kW, 30 lb, BIELA114, BIELA214, BIELA314, BIELA414, BIELA514","Standard Vat","Electric",30,89,510]
[2280991,"RESFAB Equipment Inc","RESFAB","MB-50AT","MB-50AT",null,"Standard Vat","Electric",55,88,676]
[2280993,"RESFAB Equipment Inc","RESFAB","MB-502AT","MB-502AT",null,"Standard Vat","Electric",55,88,676]
[2280994,"RESFAB Equipment Inc","RESFAB","MB-85ATV","MB-85ATV","MB-85AT,MB-85AT,","Large Vat","Electric",85,88,1006]
[2281537,"Henny Penny Corporation","Henny Penny","CFE-415","CFE-415",null,"Standard Vat","Electric",48,84,800]
[2281798,"Henny Penny Corporation","Henny Penny","CFE-4#0","CFE-4#0",null,"Standard Vat","Electric",65,85,782]
[2281799,"Henny Penny Corporation","Henny Penny","EEE-15#","EEE-15#",null,"Standard Vat","Electric",30,83,791]
[2281810,"Henny Penny Corporation","Henny Penny","EEG-16#","EEG-16#",null,"Standard Vat","Gas",30,69]
[2281811,"Henny Penny Corporation","Henny Penny","EEG-24#","EEG-24#",null,"Standard Vat","Gas",30,69]
[2281812,"Henny Penny Corporation","Henny Penny","EEG-25#","EEG-25#",null,"Standard Vat","Gas",30,69]
[2374754,"Vulcan (A division of ITW Food Equipment Group)","Vulcan","VHG Series Fryer","3VHG50C",",3VHG50CF,; VHG Series Fryer,,","Standard Vat","Gas",50,56]
[2374755,"Vulcan (A division of ITW Food Equipment Group)","Vulcan","VHG Series Fryer","3VHG50D",",3VHG50DF,; VHG Series Fryer,,","Standard Vat","Gas",50,56]
[2374783,"Vulcan (A division of ITW Food Equipment Group)","Vulcan","VHG Series Fryer","4VHG50A",",4VHG50AF,; VHG Series Fryer,,","Standard Vat","Gas",50,56]
[2374784,"Vulcan (A division of ITW Food Equipment Group)","Vulcan","VHG Series Fryer","4VHG50C",",4VHG50CF,; VHG Series Fryer,,","Standard Vat","Gas",50,56]
[2374785,"Vulcan (A division of ITW Food Equipment Group)","Vulcan","VHG Series Fryer","4VHG50D",",4VHG50DF,; VHG Series Fryer,,","Standard Vat","Gas",50,56]
[2374789,"Vulcan (A division of ITW Food Equipment Group)","Vulcan","VHG Series Fryer","1VHG75A",",1VHG75AF,; VHG Series Fryer,,","Standard Vat","Gas",75,58]
[2375402,"Vulcan (A division of ITW Food Equipment Group)","Vulcan","VHG Series Fryer","1VHG75C","VHG Series Fryer,1VHG75CF,","Large Vat","Gas",75,58]
[2375403,"Vulcan (A division of ITW Food Equipment Group)","Vulcan","VHG Series Fryer","1VHG75D","VHG Series Fryer,1VHG75DF,","Large Vat","Gas",75,58]
[2375404,"Vulcan (A division of ITW Food Equipment Group)","Vulcan","VHG Series Fryer","2VHG75A","VHG Series Fryer,2VHG75AF,","Large Vat","Gas",75,58]
[2375405,"Vulcan (A division of ITW Food Equipment Group)","Vulcan","VHG Series Fryer","2VHG75C","VHG Series Fryer,2VHG75CF,","Large Vat","Gas",75,58]
[2375406,"Vulcan (A division of ITW Food Equipment Group)","Vulcan","VHG Series Fryer","2VHG75D","VHG Series Fryer,2VHG75DF,","Large Vat","Gas",75,58]
[2375407,"Vulcan (A division of ITW Food Equipment Group)","Vulcan","VHG Series Fryer","3VHG75A","VHG Series Fryer,3VHG75AF,","Large Vat","Gas",75,58]
[2375408,"Vulcan (A division of ITW Food Equipment Group)","Vulcan","VHG Series Fryer","3VHG75C","VHG Series Fryer,3VHG75CF,","Large Vat","Gas",75,58]
[2375409,"Vulcan (A division of ITW Food Equipment Group)","Vulcan","VHG Series Fryer","3VHG75D","VHG Series Fryer,3VHG75DF,","Large Vat","Gas",75,58]
[2375410,"Vulcan (A division of ITW Food Equipment Group)","Vulcan","VHG Series Fryer","4VHG75A","VHG Series Fryer,4VHG75AF,","Large Vat","Gas",75,58]
[2375411,"Vulcan (A division of ITW Food Equipment Group)","Vulcan","VHG Series Fryer","4VHG75C","VHG Series Fryer,4VHG75CF,","Large Vat","Gas",75,58]
[2375412,"Vulcan (A division of ITW Food Equipment Group)","Vulcan","VHG Series Fryer","4VHG75D","VHG Series Fryer,4VHG75DF,","Large Vat","Gas",75,58]
[2376537,"Henny Penny Corporation","Henny Penny","OFE","OFE-511",",,OFE-511 Unit Wattage is available in 14 kW or 17 kW","Split Vat","Electric",30,89,642]
[2376538,"Henny Penny Corporation","Henny Penny","OFE","OFE-513",",,OFE-513 Unit Wattage is available in 14 kW or 17 kW","Split Vat","Electric",30,92,635]
[2376539,"Henny Penny Corporation","Henny Penny","OFE","OFE-512",",,OFE-512 Unit Wattage is available in 14 kW or 17 kW","Split Vat","Electric",30,89,642]
[2376540,"Henny Penny Corporation","Henny Penny","OFE","OFE-514",",,OFE-514 Unit Wattage is available in 14 kW or 17 kW","Split Vat","Electric",30,92,635]
[2381391,"Pitco Frialator","Ultrafryer","P20-18","P20-18",",,Filtration available with all models","Large Vat","Gas",100,58]
[2381392,"Pitco Frialator","Ultrafryer","P20-20","P20-20",",,Filtration available with all models","Large Vat","Gas",125,60]
[2381393,"Pitco Frialator","Ultrafryer","P30-14","P30-14",",,Filtration available with all models","Standard Vat","Gas",50,61]
[2381394,"Pitco Frialator","Ultrafryer","P30-18","P30-18",",,Filtration available with all models","Large Vat","Gas",75,68]
[2381406,"Pitco Frialator","Ultrafryer","E20-18","E20-18",",,Filtration available with all models","Large Vat","Electric",100,88,1046]
[2384047,"Frymaster,(A division of Welbilt)","Frymaster","1FQE80U","1FQE80U",null,"Large Vat","Electric",80,90,1090]
[2384059,"Frymaster,(A division of Welbilt)","Frymaster","RE180","RE180",",FPRE180,; ,FPRE280,; ,FPRE380,; ,FPRE480,","Large Vat","Electric",80,89,1090]
[2384060,"Frymaster,(A division of Welbilt)","Frymaster","2FQG120T","2FQG120T",",3FQG120T,","Large Vat","Gas",120,56]
[2384327,"Yindu Kitchen Equipment Co., LTD","ATOSA","ATFS-35ES","ATFS-35ES",null,"Standard Vat","Gas",35,52]
[2387533,"Blodgett Oven Company","BKI","BLG-FC","BLG-FC",",BLG-F,; ,BLG-TC,","Large Vat","Gas",70,61]
[2389572,"Admiral Craft Equipment Corp.","Admiral Craft, Black Diamond","HFRF-90-ES/NG","HFRF-90-ES/NG",",BDGF-ES35/LPG.,; ,BDGF-ES35/NG,; ,GF-ES35/LPG,; ,GF-ES35/NG,; ,HFRF-90-ES/LPG,","Standard Vat","Gas",35,50]
[2390248,"RESFAB Equipment Inc","RESFAB","MB-50ATV","MB-50ATV",null,"Standard Vat","Electric",55,88,676]
[2390249,"RESFAB Equipment Inc","RESFAB","MB-502ATV","MB-502ATV",null,"Standard Vat","Electric",55,88,676]
[2390250,"Vulcan (A division of ITW Food Equipment Group)","Vulcan","1VK45A","1VK45A",",1VK45C,; ,1VK45D,; ,2VK45A,; ,2VK45C,; ,2VK45D,; ,3VK45A,; ,3VK45C,; ,3VK45D,; ,4VK45A,; ,4VK45C,; ,4VK45D,","Standard Vat","Gas",45,65]
[2390251,"Vulcan (A division of ITW Food Equipment Group)","Vulcan","1VK65A","1VK65A",",1VK65C,; ,1VK65D,; ,2VK65A,; ,2VK65C,; ,2VK65D,; ,3VK65A,; ,3VK65C,; ,3VK65D,; ,4VK65A,; ,4VK65C,; ,4VK65D,","Large Vat","Gas",65,68]
[2390252,"Vulcan (A division of ITW Food Equipment Group)","Vulcan","1VK85A","1VK85A",",1VK85C,; ,1VK85D,; ,2VK85A,; ,2VK85C,; ,2VK85D,; ,3VK85A,; ,3VK85C,; ,3VK85D,; ,4VK85A,; ,4VK85C,; ,4VK85D,","Large Vat","Gas",85,63]
[2390253,"Vulcan (A division of ITW Food Equipment Group)","Vulcan","1TR45A","1TR45A",",1TR45C,; ,1TR45D,; ,2TR45A,; ,2TR45C,; ,2TR45D,; ,3TR45A,; ,3TR45C,; ,3TR45D,; ,4TR45A,; ,4TR45C,; ,4TR45D,","Standard Vat","Gas",45,63]
[2390254,"Vulcan (A division of ITW Food Equipment Group)","Vulcan","1TR65A","1TR65A",",1TR65C,; ,1TR65D,; ,2TR65A,; ,2TR65C,; ,2TR65D,; ,3TR65A,; ,3TR65C,; ,3TR65D,; ,4TR65A,; ,4TR65C,; ,4TR65D,","Large Vat","Gas",65,57]
[2390255,"Vulcan (A division of ITW Food Equipment Group)","Vulcan","1TR85A","1TR85A",",1TR85C,; ,1TR85D,; ,2TR85A,; ,2TR85C,; ,2TR85D,; ,3TR85A,; ,3TR85C,; ,3TR85D,; ,4TR85A,; ,4TR85C,; ,4TR85D,","Large Vat","Gas",85,60]
[2407899,"Frymaster,(A division of Welbilt)","Frymaster","1FQG60T0ZQTZZNG","1FQG60T0ZQTZZNG",",2FQG60T*******,; ,3FQG60T*******,","Standard Vat","Gas",60,50]
[2408431,"Guangzhou Hongzhan Catering Equipment Co.,Ltd","Suoldax","HFRF-90B-ES/NG","HFRF-90B-ES/NG",",HFRF-90-ES,; ,HFRF-90A-ES/NG,; ,HFRF-90C-ES/NG.,","Standard Vat","Gas",35,52]
[2409601,"Migali Industries Inc.","Migali, Peak","C-F35-NG","C-F35-NG",",C-F35-LP,","Standard Vat","Gas",35,52]
[2546240,"Pitco Frialator","Pitco","VF35-ES","VF35-ES",null,"Standard Vat","Gas",35,51]
[2546241,"Anetsberger, LLC","Anets","40AV-ES","40AV-ES",null,"Standard Vat","Gas",35,51]
[2649997,"RESFAB Equipment Inc","RESFAB","MB-85B","MB-85B",null,"Large Vat","Electric",85,88,981]
[2650056,"Royal Range Of California, Inc.","Royal Range","RHEF-60","RHEF-60-(CM,DM(2),EM)-(1,2,3,4,5)-(BI,SC)",null,"Large Vat","Gas",60,65,5]
[2765437,"Pitco Frialator","Ultrafryer","UG14","UG14",null,"Standard Vat","Gas",50,52]
[3354489,"Pitco Frialator","Pitco Frialator","UG20","UG20",null,"Large Vat","Gas",125,59,188]
[2281813,"Henny Penny Corporation","Henny Penny","LVG-20# Split","LVG-20# Split",null,"Split Vat","Gas",30,52]
[2281814,"Henny Penny Corporation","Henny Penny","LVG-20#","LVG-20#",null,"Standard Vat","Gas",30,69]
[2281822,"Henny Penny Corporation","Henny Penny","OFE-32# Split","OFE-32# Split",null,"Standard Vat","Electric",50,84,706]
[2281823,"Henny Penny Corporation","Henny Penny","OFE-32#","OFE-32#",null,"Standard Vat","Electric",62,85,709]
[2281826,"Henny Penny Corporation","Henny Penny","OFG-32#","OFG-32#",null,"Standard Vat","Gas",62,52]
[2281827,"Henny Penny Corporation","Henny Penny","OGA-32#","OGA-32#",null,"Standard Vat","Gas",62,52]
[2281938,"Anetsberger, LLC","Anetsberger LLC","AEH18","AEH18",null,"Large Vat","Electric",90,80,1059]
[2281940,"Pitco Frialator","Pitco","SEF14R","SEF14R",null,"Standard Vat","Electric",50,87,637]
[2281941,"Pitco Frialator","Pitco","SFSE14R","SFSE14R",null,"Standard Vat","Electric",50,87,637]
[2281942,"Pitco Frialator","Pitco","SE14R","SE14R",null,"Standard Vat","Electric",50,87,637]
[2281955,"Pitco Frialator","Pitco","SE184","SE184",null,"Large Vat","Electric",60,90,925]
[2281956,"Pitco Frialator","Pitco","SEF184","SEF184",null,"Large Vat","Electric",60,90,925]
[2281957,"Pitco Frialator","Pitco","SFSE184","SFSE184",null,"Large Vat","Electric",60,90,925]
[2281958,"Pitco Frialator","Pitco","SGH50","SGH50",null,"Standard Vat","Gas",50,54]
[2281961,"Pitco Frialator","Pitco","VF65","VF65",null,"Large Vat","Gas",70,53]
[2281965,"Pitco Frialator","Pitco","SFSSH55","SFSSH55",null,"Standard Vat","Gas",50,57]
[2281966,"Pitco Frialator","Pitco","SSHF55","SSHF55",null,"Standard Vat","Gas",50,57]
[2281967,"Pitco Frialator","Pitco","SSH55","SSH55",null,"Standard Vat","Gas",50,57]
[2281974,"Pitco Frialator","Pitco","SFSSH60W","SFSSH60W",null,"Large Vat","Gas",60,56]
[2281975,"Pitco Frialator","Pitco","SSH60W","SSH60W",null,"Large Vat","Gas",60,56]
[2281976,"Pitco Frialator","Pitco","SSHF60W","SSHF60W",null,"Large Vat","Gas",60,56]
[2281977,"Pitco Frialator","Pitco","SFSSH75","SFSSH75",null,"Large Vat","Gas",75,59]
[2281978,"Pitco Frialator","Pitco","SSH75","SSH75",null,"Large Vat","Gas",75,59]
[2281979,"Pitco Frialator","Pitco","SSHF75","SSHF75",null,"Large Vat","Gas",75,59]
[2281980,"Pitco Frialator","Pitco","SFSSHLV14","SFSSHLV14",null,"Standard Vat","Gas",32,52]
[2281981,"Pitco Frialator","Pitco","SSHLV14","SSHLV14",null,"Standard Vat","Gas",32,52]
[2281982,"Pitco Frialator","Pitco","SSHLVF14","SSHLVF14",null,"Standard Vat","Gas",32,52]
[2282166,"Henny Penny Corporation","Henny Penny","EEE-14# Split","EEE-14#",null,"Split Vat","Electric",30,86,760]
[2282167,"Henny Penny Corporation","Henny Penny","EEE-14#","EEE-14#",null,"Standard Vat","Electric",30,85,720]
[2282176,"Henny Penny Corporation","Henny Penny","LVE-20# Split","LVE-20#",null,"Split Vat","Electric",30,85,790]
[2282177,"Henny Penny Corporation","Henny Penny","LVE-20#","LVE-20#",null,"Standard Vat","Electric",30,87,730]
[2283552,"Vulcan (A division of ITW Food Equipment Group)","Vulcan","1ER50D-1","1ER50D-1",",1ER50D-2 1ER50D-3 1ER50A-1 1ER50A-2 1ER50A-3 1ER50C-1 1ER50C-2 1ER50C-3,","Standard Vat","Electric",50,86,740]
[2287380,"Frymaster,(A division of Welbilt)","Frymaster","#FQE30U","#FQE30U",",#FQE30U,14 kW; 30lb","Standard Vat","Electric",30,87,590]
[2292088,"Frymaster,(A division of Welbilt)","Frymaster","#1814E","#1814E",",#1814E,1814 Electric, 17kW, 11814E, 21814E, 31814E, 41814E; ,#1814EF,17kW, 11814EF, 21814EF, 31814EF, 41814EF; ,YFPRE#1817,17kW, YFPRE11817","Large Vat","Electric",60,89,968]
[2292171,"Frymaster,(A division of Welbilt)","Frymaster","RE#17","RE#17",",FMRE#17,17kW, FMRE117, FMRE217, FMRE317, FMRE417, FMRE517, FMRE617; ,FPRE#17,17 kW, FPRE117, FPRE217, FPRE317, FPRE417, FPRE517, FPRE617; ,RE#17,17kW, RE117, RE217, RE317, RE417, RE517, RE617","Standard Vat","Electric",50,83,792]
[2292391,"Frymaster,(A division of Welbilt)","Frymaster","RE#14","RE#14",",FMRE#14,14kW and 50lb, RE114, RE214, RE314, RE414, RE514, RE614, FMRE114, FMRE214, FMRE314, FMRE414, FMRE514, FMRE614, FPRE114, FPRE214, FPRE314, FPRE414, FPRE514, FPRE614; ,FPRE#14,14kW and 50lb, RE114, RE214, RE314, RE414, RE514, RE614, FMRE114, FMRE214, FMRE314, FMRE414, FMRE514, FMRE614, FPRE114, FPRE214, FPRE314, FPRE414, FPRE514, FPRE614; ,RE#14,14kW and 50lb, RE114, RE214, RE314, RE414, RE514, RE614, FMRE114, FMRE214, FMRE314, FMRE414, FMRE514, FMRE614, FPRE114, FPRE214, FPRE314, FPRE414, FPRE514, FPRE614","Standard Vat","Electric",50,87,620]
[2294654,"Vulcan (A division of ITW Food Equipment Group)","Vulcan","1VEG35M-1","1VEG35M-1",",1VEG35M-2,","Standard Vat","Gas",35,50]
[2296293,"Vulcan (A division of ITW Food Equipment Group)","Vulcan","1ER85D-1","1ER85D-1",",1ER85A-1,; ,1ER85A-2,; ,1ER85C-1,; ,1ER85C-2,; ,1ER85D-2,","Large Vat","Electric",85,88,1080]
[2296294,"Vulcan (A division of ITW Food Equipment Group)","Vulcan","CEF40","CEF40",null,"Standard Vat","Electric",45,85,700]
[2297462,"Frymaster,(A division of Welbilt)","Frymaster","BIGL#30","BIGL#30",",BIGL#30,BIGL130,BIGL230,BIGL330,BIGL430,BIGL530; ,BIGLA#30,BIGLA230,BIGLA330,BIGLA430,BIGLA530","Standard Vat","Gas",30,54]
[2338743,"Henny Penny Corporation","Henny Penny","OFE-51X","OFE-51X",null,"Standard Vat","Electric",30,89,659]
[2365354,"Frymaster,(A division of Welbilt)","Frymaster","2FQE30U","2FQE30U",",3FQE30U,; ,4FQE30U,; ,BIELA230,; ,BIELA330,; ,BIELA430,; ,BIELA530.,","Split Vat","Electric",30,86,690]
[2365376,"Frymaster,(A division of Welbilt)","Frymaster","2FQG30U","2FQG30U",",3FQG30U,; ,4FQG30U,; ,BIGLA230,; ,BIGLA330,; ,BIGLA430,; ,BIGLA530.,","Standard Vat","Gas",30,56]
[2365377,"Frymaster,(A division of Welbilt)","Frymaster","2FQG30U","2FQG30U",",3FQG30U,; ,4FQG30U,; ,BIGLA230,; ,BIGLA330,; ,BIGLA430,; ,BIGLA530,","Split Vat","Gas",30,57]
[2365378,"Frymaster,(A division of Welbilt)","Frymaster","2FQE30U","2FQE30U",",3FQE30U,; ,4FQE30U,; ,BIELA230,; ,BIELA330,; ,BIELA430,; ,BIELA530,","Standard Vat","Electric",30,87,610]
[2365755,"Anetsberger, LLC","Pitco","AV70","AV70",null,"Large Vat","Gas",70,53]
[2365757,"Anetsberger, LLC","Anets","AGP55","AGP55",",SFAGP55,","Standard Vat","Gas",50,57]
[2365765,"Anetsberger, LLC","Anets","AGP60W","AGP60W",",SFAGP60W,","Large Vat","Gas",60,56]
[2365767,"Anetsberger, LLC","Anets","AGP75","AGP75",",SFAGP75,","Large Vat","Gas",75,59]
[2372446,"Frymaster,(A division of Welbilt)","Frymaster","1FQE60U","1FQE60U",",2FQE60U,; ,3FQE60U,","Large Vat","Electric",63,91,880]
[2374091,"Royal Range Of California, Inc.","Royal Range","RHEF-45","RHEF-45-(CM,DM(2),EM)-(1,2,3,4,5)-(BI,SC)","RHEF-45-EM,,","Standard Vat","Gas",45,63,10]
[2374092,"Royal Range Of California, Inc.","Royal Range","RHEF-75","RHEF-75-(CM,DM(2),EM)-(1,2,3,4,5)-(BI,SC)","RHEF-75-EM,,","Large Vat","Gas",75,72,20]
[2374093,"Royal Range Of California, Inc.","Royal Range","REEF-35","REEF-35-CM,DM(2),EM)-(2,3,4,5)-(BI,SC)",null,"Standard Vat","Gas",35,54]
[2374667,"Vulcan (A division of ITW Food Equipment Group)","Vulcan","VEG Series Fryer","1VEG50M-1",null,"Standard Vat","Gas",45,53]
[2374739,"Vulcan (A division of ITW Food Equipment Group)","Vulcan","VHG Series Fryer","1VHG50A","VHG Series Fryer,1VHG50AF,","Standard Vat","Gas",50,56]
[2374741,"Vulcan (A division of ITW Food Equipment Group)","Vulcan","VHG Series Fryer","1VHG50C",",1VHG50CF,; VHG Series Fryer,,","Standard Vat","Gas",50,56]
[2374747,"Vulcan (A division of ITW Food Equipment Group)","Vulcan","VHG Series Fryer","1VHG50D",",1VHG50DF,; VHG Series Fryer,,","Standard Vat","Gas",50,56]
[2374749,"Vulcan (A division of ITW Food Equipment Group)","Vulcan","VHG Series Fryer","2VHG50A",",2VHG50AF,; VHG Series Fryer,,","Standard Vat","Gas",50,56]
[2374751,"Vulcan (A division of ITW Food Equipment Group)","Vulcan","VHG Series Fryer","2VHG50C",",2VHG50CF,; VHG Series Fryer,,","Standard Vat","Gas",50,56]
[2374752,"Vulcan (A division of ITW Food Equipment Group)","Vulcan","VHG Series Fryer","2VHG50D",",2VHG50DF,; VHG Series Fryer,,","Standard Vat","Gas",50,56]
[2374753,"Vulcan (A division of ITW Food Equipment Group)","Vulcan","VHG Series Fryer","3VHG50A",",3VHG50AF,; VHG Series Fryer,,","Standard Vat","Gas",50,56]

{"sheet":"Hot_Food_Holding_Cabinets","index":5,"n_rows":187,"n_cols":6,"rows_kept":187,"cut":false,"hidden":false,"merged":[[1,0,1,5]]}
[]
["   Hot Food Holding Cabinets  v.2024"]
["ENERGY STAR® Unique ID","Brand Name","Model Name","Model Number","Additional Model Information","Incentive"]
[2167999,"Cres Cor","H137 \"D\" Series 3/4 Size Cabinets","H137SUA9DSD",null,400]
[2169849,"Cres Cor","H339 Stainless Steel Cabinets","H339SS12188C",null,50]
[2169850,"Cres Cor","H339 Stainless Steel Cabinets","H339SS188C",null,50]
[2169851,"Cres Cor","H339 Stainless Steel Cabinets","H339SS1813C",null,50]
[2169852,"Cres Cor","H339 Stainless Steel Cabinets","H339214C",null,400]
[2169853,"Cres Cor","H339 Stainless Steel Cabinets","H339SSUA8C",null,50]
[2169854,"Cres Cor","HotCube3","HCUA11",null,400]
[2173838,"Cres Cor","H137 \"D\" Series Fullsize Cabinets","H137WSUA12D15A",null,400]
[2173839,"Cres Cor","H137 \"D\" Series Fullsize Cabinets","H138WS1834D15A",null,400]
[2176815,"FWE","MTU-12","MTU-12",null,400]
[2184501,"Metro","Metro C5 6,8,9 Series","C565-SFS-U",null,50]
[2184502,"Metro","Metro C5 6,8,9 Series","C567-SFS-U",null,400]
[2184503,"Metro","Metro C5 6,8,9 Series","C569-SFS-U",null,400]
[2188858,"FWE","PHU-12","PHU-12",null,400]
[2188859,"FWE","UHS-12","UHS-12",null,400]
[2191388,"HATCO CORP","FSHC-5W1-EE","FSHC-5W1-EE",null,50]
[2214208,"FWE","MTU-12P","MTU-12P",null,400]
[2214595,"FWE","MTU-12D","MTU-12D",null,400]
[2214596,"FWE","UHS-12D","UHS-12D",null,400]
[2214600,"FWE","PHU-12P","PHU-12P",null,400]
[2214601,"FWE","PHU-12D","PHU-12D",null,400]
[2214602,"FWE","UHS-12P","UHS-12P",null,400]
[2233393,"Metro","C549-ASFS-U","C549-ASFS-U",",C549-ASFS-L,; C549-ASFS-U,C549-ASFS-U,",400]
[2234867,"Traulsen","G14302P","G14302P",",G14303P,; ,G14304P,; ,G14305P,",400]
[2234868,"Traulsen","G24300","G24300",",G24302,; ,G24303,",800]
[2234869,"Traulsen","G14312P","G14312P",",G14313P,; ,G14314P,; ,G14315P,",400]
[2234870,"Traulsen","RHF132WP-HHS","RHF132WP-HHS",",AHF132WP-HHS,",400]
[2234871,"Traulsen","RHF232W-FHS","RHF232W-FHS",",AHF232W-FHS,",800]
[2234872,"Traulsen","G24310","G24310",",G24312,; ,G24313,; ,G24317,",800]
[2234873,"Traulsen","RHF232W-HHS","RHF232W-HHS",",AHF232W-HHS,",800]
[2234874,"Traulsen","RHF232WP-FHS","RHF232WP-FHS",",AHF232WP-FHS,",800]
[2234875,"Traulsen","G24312P","G24314P",",G24314P,; ,G24315P,; ,G24316P,; ,G24317P,",800]
[2234876,"Traulsen","RHF232WP-HHS","RHF232WP-HHS",",AHF232WP-HHS,",800]
[2234877,"Traulsen","RIH132H-FHS","RIH132H-FHS",",AIH132H-FHS,",800]
[2234878,"Traulsen","RIH132L-FHS","RIH132L-FHS",",AIH132L-FHS,",800]
[2234879,"Traulsen","G24304P","G24304P",",G24305P,; ,G24306P,; ,G24307P,",800]
[2234880,"Traulsen","RIH132LP-FHS","RIH132LP-FHS",",AIH132LP-FHS,",800]
[2234883,"Traulsen","RIH332L-FHS","RIH332L-FHS",",AIH332L-FHS,",800]
[2234884,"Traulsen","RHF132W-FHG","RHF132W-FHG",",AHF132W-FHG,",400]
[2234885,"Traulsen","RHF132W-FHS","RHF132W-FHS",",AHF132W-FHS,",400]
[2234886,"Traulsen","G14310","G14310",",G14311,",400]
[2234887,"Traulsen","RHF132W-HHG","RHF132W-HHG",",AHF132W-HHG,",400]
[2234888,"Traulsen","RHF132W-HHS","RHF132W-HHS",",AHF132W-HHS,",400]
[2234889,"Traulsen","G14300","G14300",",G14301,",400]
[2234890,"Traulsen","RHF132WP-FHS","RHF132WP-FHS",",AHF132WP-FHS,",400]
[2244488,"FWE","TS-1826-18","TS-1826-18",null,400]
[2244489,"FWE","TS-1826-18D","TS-1826-18D",null,400]
[2244490,"FWE","TS-1826-18P","TS-1826-18P",",MT-1826-18,; ,MT-1826-18D,; ,MT-1826-18P,",400]
[2248535,"Metro","C549-ASDS-U","C549-ASDS-U",null,400]
[2248536,"Metro","C549-ASDS-U-A","C549-ASDS-U-A",null,400]
[2248538,"Metro","C549-ASDS-L-A","C549-ASDS-L-A",null,400]
[2248539,"Metro","C549-ASDS-L","C549-ASDS-L",null,400]
[2248540,"Metro","C548-ASFS-U","C548-ASFS-U",null,400]
[2248544,"Metro","C548-ASFS-L","C548-ASFS-L",null,400]
[2248546,"Metro","C545-ASFS-U","C545-ASFS-U",null,50]
[2248549,"Metro","C545-ASFS-L","C545-ASFS-L",null,50]
[2248550,"Metro","C545-ASFS-L-A","C545-ASFS-L-A",null,50]
[2248551,"Metro","C545-ASFS-U-A","C545-ASFS-U-A",null,50]
[2248554,"Metro","C543-ASFS-L-A","C543-ASFS-L-A",null,50]
[2248555,"Metro","C543-ASFS-U","C543-ASFS-U",null,50]
[2248557,"Metro","C543-ASFS-L","C543-ASFS-L",null,50]
[2248558,"Metro","C543-ASFS-U-A","C543-ASFS-U-A",null,50]
[2248610,"Metro","C548-ASFS-L-A","C548-ASFS-L-A",null,400]
[2248611,"Metro","C548-ASFS-U-A","C548-ASFS-U-A",null,400]
[2256416,"FWE","UHST-13","UHST-13",",UHST-GN-6480-BQ,Tray Slides",400]
[2264468,"FWE","UHST-13D","UHST-13D",null,400]
[2319661,"Delfield","GAH1-G","GAH1-G",null,400]
[2319662,"Delfield","GAH1-S","GAH1-S",null,400]
[2319663,"Delfield","CSH2-G","CSH2-G",",GAH2-G,",800]
[2319664,"Delfield","GAH2-GH","GAH2-GH",null,800]
[2319665,"Delfield","GAH2-S","GAH2-S",null,800]
[2378386,"Turbo Air","PRO-26H2-G-PT","PRO-26H2-G-PT",null,800]
[2378388,"Turbo Air","PRO-15H-G","PRO-15H-G",null,400]
[2378437,"Turbo Air","PRO-50-H-PT","PRO-50-H-PT",null,800]
[2378439,"Turbo Air","PRO-50H","PRO-50H",null,800]
[2378440,"Turbo Air","PRO-50H-RT","PRO-50H-RT",null,800]
[2378444,"Turbo Air","PRO-26H2-RI","PRO-26H2-RI",null,800]
[2378445,"Turbo Air","PRO-50-4H","PRO-50-4H",null,800]
[2378446,"Turbo Air","PRO-50H-G","PRO-50H-G",null,800]
[2378447,"Turbo Air","PRO-26H2-G-RI","PRO-26H2-G-RI",null,800]
[2378448,"Turbo Air","PRO-50-4H-G","PRO-50-4H-G",null,800]
[2378452,"Turbo Air","PRO-77H-PT","PRO-77H-PT",null,800]
[2378453,"Turbo Air","PRO-77H","PRO-77H",null,800]
[2378497,"Turbo Air","PRO-77-6H","PRO-77-6H",null,800]
[2378501,"Turbo Air","PRO-26H2-RT","PRO-26H2-RT",null,800]
[2378502,"Turbo Air","PRO-26-2H2-PT","PRO-26-2H2-PT",null,400]
[2379416,"Vulcan","VBP13ES","VBP13ES",null,400]
[2379417,"Vulcan","VBP15ES","VBP15ES",null,400]
[2382914,"FWE","HLC-1826-4-UC","HLC-1826-4-UC",null,50]
[2386857,"Vulcan","VBP5ES","VBP5ES",null,50]
[2386858,"Vulcan","VBP7ES","VBP7ES",null,50]
[2386859,"Vulcan","VBP7LL","VBP7LL",null,50]
[2386860,"Vulcan","VBP7SL","VBP7SL",null,50]
[2386861,"Vulcan","VBP18ES","VBP18ES",null,400]
[2386862,"Vulcan","VBP15LL","VBP15LL",null,400]
[2386863,"Vulcan","VBP15SL","VBP15SL",null,400]
[2387622,"Metro","Holding Cabinets","C567*-SFS-**",",,* can be blank or L.  ** can be L, LA, U or UA",400]
[2387623,"Metro","Holding Cabinets","C565*-***-**",",,* can be blank or L.  *** can be SFS or SFC. ** can be L, LA, U or UA",400]
[2387624,"Metro","Holding Cabinets","C569-***-**",",,*** can be SFS or SDS. ** can be L, LA, U or UA",400]
[2387625,"Metro","Holding Cabinets","C595*-SFS-**",",,* can be blank or L.  ** can be L, LA, U or UA",400]
[2387626,"Metro","Holding Cabinets","C589L-***-**",",,*** can be SFS or SDS. ** can be L, LA, U or UA",400]
[2387627,"Metro","Holding Cabinets","C589-***-**",",,*** can be SFS or SDS. ** can be L, LA, U or UA",400]
[2387628,"Metro","Holding Cabinets","C599L-***-**",",,*** can be SFS or SDS. ** can be L, LA, U or UA",400]
[2387629,"Metro","Holding Cabinets","C599-***-**",",,*** can be SFS or SDS. ** can be L, LA, U or UA",400]
[2387630,"Metro","Holding Cabinets","C597*-SFS-**",",,* can be blank or L.  ** can be L, LA, U or UA",400]
[2387631,"Metro","Holding Cabinets","C587*-SFS-**",",,* can be blank or L.  ** can be L, LA, U or UA",400]
[2387632,"Metro","Holding Cabinets","C569L-***-**",",,*** can be SFS or SDS. ** can be L, LA, U or UA",400]
[2319666,"Delfield","GAH2-SH","GAH2-SH",null,800]
[2319667,"Delfield","GAHPT1-G","GAHPT1-G",null,400]
[2319668,"Delfield","GAHPT1-GH","GAHPT1-GH",null,400]
[2319673,"Delfield","GAHPT1-S","GAHPT1-S",null,400]
[2319674,"Delfield","GAHPT1-SH","GAHPT1-SH",null,400]
[2319675,"Delfield","GAHPT2-S","GAHPT2-S",null,800]
[2319676,"Delfield","GAHPT2-SH","GAHPT2-SH",null,800]
[2319677,"Delfield","GAHRI1-G","GAHRI1-G",null,800]
[2319680,"Delfield","GAHRI1-S","GAHRI1-S",null,800]
[2319681,"Delfield","GAHRT1-S","GAHRT1-S",null,800]
[2323933,"Delfield","GAHRI2-S","GAHRI2-S",null,800]
[2324953,"Delfield","GAH1-GH","GAH1-GH",null,400]
[2325746,"Delfield","GAH1-SH","GAH1-SH",null,400]
[2347438,"Cambro","PCUHH615","PCUHH615",null,50]
[2348689,"Hatco","FSHC-7W1-EE","FSHC-7W1-EE",null,50]
[2348690,"Hatco","FSHC-7W2-EE","FSHC-7W2-EE",null,50]
[2361237,"FWE","HLC-1826-4","HLC-1826-4",",HLC-1826-4-CHP,",50]
[2365462,"Traulsen","RIH232L-FHS","RIH232L-FHS",",AIH232L-FHS,; ,AIH232LP-FHS,; ,RIH232LP-FHS,",800]
[2371878,"Turbo Air","M3H24-1","M3H24-1",",M3H24-1-TS,",400]
[2378246,"Turbo Air","PRO-26H2-G-RT","PRO-26H2-G-RT",null,800]
[2378247,"Turbo Air","PRO-50-4H-PT","PRO-50-4H-PT",null,800]
[2378248,"Turbo Air","PRO-26H-G","PRO-26H-G",null,400]
[2378317,"Turbo Air","PRO-26H","PRO-26H",null,400]
[2378338,"Turbo Air","PRO-26-2H","PRO-26-2H",null,400]
[2378342,"Turbo Air","PRO-26-2H-G","PRO-26-2H-G",null,400]
[2378365,"Turbo Air","PRO-26H-GS-PT","PRO-26H-GS-PT",",PRO-26H-SG-PT,",400]
[2378366,"Turbo Air","PRO-26H-PT","PRO-26H-PT",null,400]
[2378367,"Turbo Air","PRO-50H-RI","PRO-50H-RI",null,800]
[2378368,"Turbo Air","PRO-26-2H-PT","PRO-26-2H-PT",null,400]
[2378369,"Turbo Air","PRO-26H2","PRO-26H2",null,400]
[2378370,"Turbo Air","PRO-50H-G-RI","PRO-50H-G-RI",null,800]
[2378372,"Turbo Air","PRO-26-2H2","PRO-26-2H2",null,400]
[2378375,"Turbo Air","PRO-26H2-PT","PRO-26H2-PT",null,400]
[2378376,"Turbo Air","PRO-26H2-G","PRO-26H2-G",null,400]
[2378378,"Turbo Air","PRO-26H-RT","PRO-26H-RT",null,800]
[2378379,"Turbo Air","PRO-15H","PRO-15H",null,400]
[2378383,"Turbo Air","PRO-26H-RI","PRO-26H-RI",null,800]
[2378384,"Turbo Air","PRO-26-2H2-G","PRO-26-2H2-G",null,400]
[2378385,"Turbo Air","PRO-26H-G-RI","PRO-26H-G-RI",null,800]
[1864526,"Cres Cor","H137 \"D\" Series Fullsize Cabinets","H137SUA12D",null,400]
[1864527,"Cres Cor","H137 \"D\" Series 1/2 Size Cabinets","H137SUA6D",null,50]
[1879435,"Metro","C565-SFC-U","C565-SFC-U","C565-SFC-U,C565-SFC-U,; Metro C5 6 Series,C565-SFC-**,; Metro C5 6 Series,C565L-SFC-**,",50]
[1879436,"Metro","C565-SFS-U","C565-SFS-U","Metro C5 6,8,9 Series,C565-SFS-**,; Metro C5 6,8,9 Series,C565L-SFS-**,; Metro C5 6,8,9 Series,C585-SFS-**,; Metro C5 6,8,9 Series,C585L-SFS-**,; Metro C5 6,8,9 Series,C595-SFS-**,; Metro C5 6,8,9 Series,C595L-SFS-**,",50]
[1879437,"Metro","C567-SFS-U","C567-SFS-U","Metro C5 6,8,9 Series,C567-SFS-**,; Metro C5 6,8,9 Series,C567L-SFS-**,; Metro C5 6,8,9 Series,C587-SFS-**,; Metro C5 6,8,9 Series,C587L-SFS-**,; Metro C5 6,8,9 Series,C597-SFS-**,; Metro C5 6,8,9 Series,C597L-SFS-**,",400]
[1879438,"Metro","C569-SFS-U","C569-SFS-U","Metro C5 6,8,9 Series,C569-SDS-**,; Metro C5 6,8,9 Series,C569-SFS-**,; Metro C5 6,8,9 Series,C569L-SDS-**,; Metro C5 6,8,9 Series,C569L-SFS-**,; Metro C5 6,8,9 Series,C589-SDS-**,; Metro C5 6,8,9 Series,C589-SFS-**,; Metro C5 6,8,9 Series,C589L-SDS-**,; Metro C5 6,8,9 Series,C589L-SFS-**,; Metro C5 6,8,9 Series,C599-SDS-**,; Metro C5 6,8,9 Series,C599-SFS-**,; Metro C5 6,8,9 Series,C599L-SDS-**,; Metro C5 6,8,9 Series,C599L-SFS-**,",400]
[1879439,"Metro","C5T5-ASB","C5T5-ASB",null,50]
[1879440,"Metro","C5T8-ASB","C5T8-ASB",null,400]
[1879441,"Metro","C5T9D-ASB","C5T9D-ASB","Metro C5 T-Series Transport Armour,C5T9-AS**,; Metro C5 T-Series Transport Armour,C5T9-DS**,; Metro C5 T-Series Transport Armour,C5T9D-AS**,; Metro C5 T-Series Transport Armour,C5T9D-DS**,",400]
[1906835,"Cambro","UPCH800","UPCH800","UPCHBD800,UPCHBD800,; UPCHT800,UPCHT800,; UPCHTD800,UPCHTD800,",50]
[1906849,"Cambro","CMBH1826T","CMBH1826T","CMBH1826TBC,CMBH1826TBC,; CMBH1826TBF,CMBH1826TBF,; CMBH1826TSC,CMBH1826TSC,; CMBH1826TSF,CMBH1826TSF,; CMBH1826TTR,CMBH1826TTR,",400]
[1906850,"Cambro","CMBH1826L","CMBH1826L","CMBH1826LC,CMBH1826LC,; CMBH1826LF,CMBH1826LF,; CMBH1826LTR,CMBH1826LTR,",50]
[1906851,"Cambro","UPCH400","UPCH400","UPCHD400,UPCHD400,; UPCHW400,UPCHW400,",50]
[1906852,"Cambro","UPCH1600","UPCH1600","UPCHBD1600,UPCHBD1600,; UPCHT1600,UPCHT1600,; UPCHTD1600,UPCHTD1600,",50]
[2164723,"FWE","HLC-16","HLC-16",null,50]
[2164724,"FWE","HLC-16-CHP","HLC-16-CHP",null,50]
[2164725,"FWE","HLC-16S","HLC-16S",null,50]
[2164726,"FWE","HLC-16P","HLC-16P",null,50]
[2164727,"FWE","HLC-8","HLC-8",null,50]
[2164728,"FWE","HLC-8-CHP","HLC-8-CHP",null,50]
[2164729,"FWE","HLC-8H-24","HLC-8H-24",null,50]
[2164730,"FWE","HLC-8S","HLC-8S",null,50]
[2167994,"Cres Cor","H137 \"D\" Series Fullsize Cabinets","H137SUA12DSD",null,400]
[2167995,"Cres Cor","H137 \"D\" Series Fullsize Cabinets","H138S1834D",null,400]
[2167996,"Cres Cor","H137 \"D\" Series 1/2 Size Cabinets","H137SUA6DSD",null,50]
[2167998,"Cres Cor","H137 \"D\" Series 3/4 Size Cabinets","H137SUA9D",null,400]
[2387633,"Metro","Holding Cabinets","C585*-SFS-**",",,* can be blank or L.  ** can be L, LA, U or UA",400]
[2470843,"Hoshizaki","HC2A-FS-FS","HC2A-FS-FS",null,800]
[2470844,"Hoshizaki","HC1A-HS-HS","HC1A-HS-HS",null,400]
[2470845,"Hoshizaki","HC1A-FS","HC1A-FS",null,400]
[2470846,"Hoshizaki","HC2A-HS","HC2A-HS",null,800]
[2470847,"Hoshizaki","HC1A-FS-FS","HC1A-FS-FS",null,400]
[2470848,"Hoshizaki","HC2A-FS","HC2A-FS",null,800]
[2470849,"Hoshizaki","HC1A-HS","HC1A-HS",null,400]
[2470850,"Hoshizaki","HC2A-HS-HS","HC2A-HS-HS",null,800]
[3387728,"Cambro","PCU800HH615","PCU800HH615",null,50]
[3387729,"Cambro","PCU2000HH615","PCU2000HH615",null,400]
[3387730,"Cambro","PCU1000HH615","PCU1000HH615",null,50]

{"sheet":"Hot_Food_Holding_Cabinets_Q","index":6,"n_rows":185,"n_cols":8,"rows_kept":185,"cut":false,"hidden":true,"merged":[]}
["pd_id","energy_star_partner","brand_name","model_name","model_number","additional_model_information","internal_volume_cu_ft","energy_usage_watts"]
[2378383,"Turbo Air Inc.","Turbo Air","PRO-26H-RI","PRO-26H-RI",null,39,213.8]
[2378384,"Turbo Air Inc.","Turbo Air","PRO-26-2H2-G","PRO-26-2H2-G",null,27,218.8]
[2378385,"Turbo Air Inc.","Turbo Air","PRO-26H-G-RI","PRO-26H-G-RI",null,40,212.1]
[2378386,"Turbo Air Inc.","Turbo Air","PRO-26H2-G-PT","PRO-26H2-G-PT",null,28,294]
[2378388,"Turbo Air Inc.","Turbo Air","PRO-15H-G","PRO-15H-G",null,14,159.30000000000001]
[2378437,"Turbo Air Inc.","Turbo Air","PRO-50-H-PT","PRO-50-H-PT",null,51,219.8]
[2378439,"Turbo Air Inc.","Turbo Air","PRO-50H","PRO-50H",null,48,172]
[2378440,"Turbo Air Inc.","Turbo Air","PRO-50H-RT","PRO-50H-RT",null,82,427.4]
[2378444,"Turbo Air Inc.","Turbo Air","PRO-26H2-RI","PRO-26H2-RI",null,39,206.9]
[2378445,"Turbo Air Inc.","Turbo Air","PRO-50-4H","PRO-50-4H",null,47,194.9]
[2378446,"Turbo Air Inc.","Turbo Air","PRO-50H-G","PRO-50H-G",null,49,312.5]
[2378447,"Turbo Air Inc.","Turbo Air","PRO-26H2-G-RI","PRO-26H2-G-RI",null,40,251.7]
[2378448,"Turbo Air Inc.","Turbo Air","PRO-50-4H-G","PRO-50-4H-G",null,49,337.5]
[2378452,"Turbo Air Inc.","Turbo Air","PRO-77H-PT","PRO-77H-PT",null,79,320]
[2378453,"Turbo Air Inc.","Turbo Air","PRO-77H","PRO-77H",null,73,303.39999999999998]
[2378497,"Turbo Air Inc.","Turbo Air","PRO-77-6H","PRO-77-6H",null,73,281.5]
[2378501,"Turbo Air Inc.","Turbo Air","PRO-26H2-RT","PRO-26H2-RT",null,43,251.6]
[2378502,"Turbo Air Inc.","Turbo Air","PRO-26-2H2-PT","PRO-26-2H2-PT",null,26,169.2]
[2379416,"Vulcan (A division of ITW Food Equipment Group)","Vulcan","VBP13ES","VBP13ES",null,18,204.9]
[2379417,"Vulcan (A division of ITW Food Equipment Group)","Vulcan","VBP15ES","VBP15ES",null,20,261.8]
[2382914,"Food Warming Equipment Company, Inc.","FWE","HLC-1826-4-UC","HLC-1826-4-UC",null,5.5,105.3]
[2386857,"Vulcan (A division of ITW Food Equipment Group)","Vulcan","VBP5ES","VBP5ES",null,7.4,149.5]
[2386858,"Vulcan (A division of ITW Food Equipment Group)","Vulcan","VBP7ES","VBP7ES",null,10.199999999999999,190.8]
[2386859,"Vulcan (A division of ITW Food Equipment Group)","Vulcan","VBP7LL","VBP7LL",null,10.199999999999999,190.8]
[2386860,"Vulcan (A division of ITW Food Equipment Group)","Vulcan","VBP7SL","VBP7SL",null,10.199999999999999,190.8]
[2386861,"Vulcan (A division of ITW Food Equipment Group)","Vulcan","VBP18ES","VBP18ES",null,22.1,254.9]
[2386862,"Vulcan (A division of ITW Food Equipment Group)","Vulcan","VBP15LL","VBP15LL",null,20,261.8]
[2386863,"Vulcan (A division of ITW Food Equipment Group)","Vulcan","VBP15SL","VBP15SL",null,20,261.8]
[2387622,"InterMetro Industries","Metro","Holding Cabinets","C567*-SFS-**",",,* can be blank or L.  ** can be L, LA, U or UA",23.7,289.89999999999998]
[2387623,"InterMetro Industries","Metro","Holding Cabinets","C565*-***-**",",,* can be blank or L.  *** can be SFS or SFC. ** can be L, LA, U or UA",23.7,289.89999999999998]
[2387624,"InterMetro Industries","Metro","Holding Cabinets","C569-***-**",",,*** can be SFS or SDS. ** can be L, LA, U or UA",23.7,289.89999999999998]
[2387625,"InterMetro Industries","Metro","Holding Cabinets","C595*-SFS-**",",,* can be blank or L.  ** can be L, LA, U or UA",23.7,289.89999999999998]
[2387626,"InterMetro Industries","Metro","Holding Cabinets","C589L-***-**",",,*** can be SFS or SDS. ** can be L, LA, U or UA",23.7,289.89999999999998]
[2387627,"InterMetro Industries","Metro","Holding Cabinets","C589-***-**",",,*** can be SFS or SDS. ** can be L, LA, U or UA",23.7,289.89999999999998]
[2387628,"InterMetro Industries","Metro","Holding Cabinets","C599L-***-**",",,*** can be SFS or SDS. ** can be L, LA, U or UA",23.7,289.89999999999998]
[2387629,"InterMetro Industries","Metro","Holding Cabinets","C599-***-**",",,*** can be SFS or SDS. ** can be L, LA, U or UA",23.7,289.89999999999998]
[2387630,"InterMetro Industries","Metro","Holding Cabinets","C597*-SFS-**",",,* can be blank or L.  ** can be L, LA, U or UA",23.7,289.89999999999998]
[1864526,"Cres Cor","Cres Cor","H137 \"D\" Series Fullsize Cabinets","H137SUA12D",null,22,279.2]
[1864527,"Cres Cor","Cres Cor","H137 \"D\" Series 1/2 Size Cabinets","H137SUA6D",null,10,211]
[1879435,"InterMetro Industries","Metro","C565-SFC-U","C565-SFC-U","C565-SFC-U,C565-SFC-U,; Metro C5 6 Series,C565-SFC-**,; Metro C5 6 Series,C565L-SFC-**,",12,248.9]
[1879436,"InterMetro Industries","Metro","C565-SFS-U","C565-SFS-U","Metro C5 6,8,9 Series,C565-SFS-**,; Metro C5 6,8,9 Series,C565L-SFS-**,; Metro C5 6,8,9 Series,C585-SFS-**,; Metro C5 6,8,9 Series,C585L-SFS-**,; Metro C5 6,8,9 Series,C595-SFS-**,; Metro C5 6,8,9 Series,C595L-SFS-**,",12,218.7]
[1879437,"InterMetro Industries","Metro","C567-SFS-U","C567-SFS-U","Metro C5 6,8,9 Series,C567-SFS-**,; Metro C5 6,8,9 Series,C567L-SFS-**,; Metro C5 6,8,9 Series,C587-SFS-**,; Metro C5 6,8,9 Series,C587L-SFS-**,; Metro C5 6,8,9 Series,C597-SFS-**,; Metro C5 6,8,9 Series,C597L-SFS-**,",19,270.5]
[1879438,"InterMetro Industries","Metro","C569-SFS-U","C569-SFS-U","Metro C5 6,8,9 Series,C569-SDS-**,; Metro C5 6,8,9 Series,C569-SFS-**,; Metro C5 6,8,9 Series,C569L-SDS-**,; Metro C5 6,8,9 Series,C569L-SFS-**,; Metro C5 6,8,9 Series,C589-SDS-**,; Metro C5 6,8,9 Series,C589-SFS-**,; Metro C5 6,8,9 Series,C589L-SDS-**,; Metro C5 6,8,9 Series,C589L-SFS-**,; Metro C5 6,8,9 Series,C599-SDS-**,; Metro C5 6,8,9 Series,C599-SFS-**,; Metro C5 6,8,9 Series,C599L-SDS-**,; Metro C5 6,8,9 Series,C599L-SFS-**,",24,285.3]
[1879439,"InterMetro Industries","Metro","C5T5-ASB","C5T5-ASB",null,12,165.1]
[1879440,"InterMetro Industries","Metro","C5T8-ASB","C5T8-ASB",null,18,168.9]
[1879441,"InterMetro Industries","Metro","C5T9D-ASB","C5T9D-ASB","Metro C5 T-Series Transport Armour,C5T9-AS**,; Metro C5 T-Series Transport Armour,C5T9-DS**,; Metro C5 T-Series Transport Armour,C5T9D-AS**,; Metro C5 T-Series Transport Armour,C5T9D-DS**,",21,154.4]
[1906835,"Cambro Manufacturing Company","Cambro","UPCH800","UPCH800","UPCHBD800,UPCHBD800,; UPCHT800,UPCHT800,; UPCHTD800,UPCHTD800,",3,39.4]
[1906849,"Cambro Manufacturing Company","Cambro","CMBH1826T","CMBH1826T",",CMBH1826TBC,; ,CMBH1826TBF,; ,CMBH1826TSC,; ,CMBH1826TSF,; ,CMBH1826TTR,",17.8,158.9]
[1906850,"Cambro Manufacturing Company","Cambro","CMBH1826L","CMBH1826L","CMBH1826LC,CMBH1826LC,; CMBH1826LF,CMBH1826LF,; CMBH1826LTR,CMBH1826LTR,",8,100.3]
[1906851,"Cambro Manufacturing Company","Cambro","UPCH400","UPCH400","UPCHD400,UPCHD400,; UPCHW400,UPCHW400,",3,40]
[1906852,"Cambro Manufacturing Company","Cambro","UPCH1600","UPCH1600","UPCHBD1600,UPCHBD1600,; UPCHT1600,UPCHT1600,; UPCHTD1600,UPCHTD1600,",6,62.9]
[2164723,"Food Warming Equipment Company, Inc.","FWE","HLC-16","HLC-16",null,4.5,81.8]
[2164724,"Food Warming Equipment Company, Inc.","FWE","HLC-16-CHP","HLC-16-CHP",null,4.5,81.8]
[2164725,"Food Warming Equipment Company, Inc.","FWE","HLC-16S","HLC-16S",null,4.5,81.8]
[2164726,"Food Warming Equipment Company, Inc.","FWE","HLC-16P","HLC-16P",null,4.5,81.8]
[2164727,"Food Warming Equipment Company, Inc.","FWE","HLC-8","HLC-8",null,4.5,81.8]
[2164728,"Food Warming Equipment Company, Inc.","FWE","HLC-8-CHP","HLC-8-CHP",null,4.5,81.8]
[2164729,"Food Warming Equipment Company, Inc.","FWE","HLC-8H-24","HLC-8H-24",null,4.5,81.8]
[2164730,"Food Warming Equipment Company, Inc.","FWE","HLC-8S","HLC-8S",null,4.5,81.8]
[2167994,"Cres Cor","Cres Cor","H137 \"D\" Series Fullsize Cabinets","H137SUA12DSD",null,22,279.2]
[2167995,"Cres Cor","Cres Cor","H137 \"D\" Series Fullsize Cabinets","H138S1834D",null,22,279.2]
[2167996,"Cres Cor","Cres Cor","H137 \"D\" Series 1/2 Size Cabinets","H137SUA6DSD",null,10,211]
[2167998,"Cres Cor","Cres Cor","H137 \"D\" Series 3/4 Size Cabinets","H137SUA9D",null,16,234]
[2167999,"Cres Cor","Cres Cor","H137 \"D\" Series 3/4 Size Cabinets","H137SUA9DSD",null,16,234]
[2169849,"Cres Cor","Cres Cor","H339 Stainless Steel Cabinets","H339SS12188C",null,7,113]
[2169850,"Cres Cor","Cres Cor","H339 Stainless Steel Cabinets","H339SS188C",null,7,107]
[2169851,"Cres Cor","Cres Cor","H339 Stainless Steel Cabinets","H339SS1813C",null,7,107]
[2169852,"Cres Cor","Cres Cor","H339 Stainless Steel Cabinets","H339214C",null,14,204]
[2169853,"Cres Cor","Cres Cor","H339 Stainless Steel Cabinets","H339SSUA8C",null,8,118]
[2169854,"Cres Cor","Cres Cor","HotCube3","HCUA11",null,15,225]
[2173838,"Cres Cor","Cres Cor","H137 \"D\" Series Fullsize Cabinets","H137WSUA12D15A",null,22,267]
[2173839,"Cres Cor","Cres Cor","H137 \"D\" Series Fullsize Cabinets","H138WS1834D15A",null,22,267]
[2176815,"Food Warming Equipment Company, Inc.","FWE","MTU-12","MTU-12",null,23.1,296.39999999999998]
[2184501,"InterMetro Industries","Metro","Metro C5 6,8,9 Series","C565-SFS-U",null,12,218.7]
[2184502,"InterMetro Industries","Metro","Metro C5 6,8,9 Series","C567-SFS-U",null,19,270.5]
[2184503,"InterMetro Industries","Metro","Metro C5 6,8,9 Series","C569-SFS-U",null,24,285.3]
[2188858,"Food Warming Equipment Company, Inc.","FWE","PHU-12","PHU-12",null,23.1,296.39999999999998]
[2188859,"Food Warming Equipment Company, Inc.","FWE","UHS-12","UHS-12",null,23.1,296.39999999999998]
[2191388,"Hatco Corporation","HATCO CORP","FSHC-5W1-EE","FSHC-5W1-EE",null,7.3,137.4]
[2214208,"Food Warming Equipment Company, Inc.","FWE","MTU-12P","MTU-12P",null,21.1,218.3]
[2214595,"Food Warming Equipment Company, Inc.","FWE","MTU-12D","MTU-12D",null,21.1,218.3]
[2214596,"Food Warming Equipment Company, Inc.","FWE","UHS-12D","UHS-12D",null,21.1,218.3]
[2214600,"Food Warming Equipment Company, Inc.","FWE","PHU-12P","PHU-12P",null,21.1,218.3]
[2214601,"Food Warming Equipment Company, Inc.","FWE","PHU-12D","PHU-12D",null,21.1,218.3]
[2214602,"Food Warming Equipment Company, Inc.","FWE","UHS-12P","UHS-12P",null,21.1,218.3]
[2233393,"InterMetro Industries","Metro","C549-ASFS-U","C549-ASFS-U",",C549-ASFS-L,; C549-ASFS-U,C549-ASFS-U,",22,282.10000000000002]
[2234867,"Traulsen (A division of ITW Food Equipment Group)","Traulsen","G14302P","G14302P",",G14303P,; ,G14304P,; ,G14305P,",26,184]
[2234868,"Traulsen (A division of ITW Food Equipment Group)","Traulsen","G24300","G24300",",G24302,; ,G24303,",44,255]
[2234869,"Traulsen (A division of ITW Food Equipment Group)","Traulsen","G14312P","G14312P",",G14313P,; ,G14314P,; ,G14315P,",26,184]
[2234870,"Traulsen (A division of ITW Food Equipment Group)","Traulsen","RHF132WP-HHS","RHF132WP-HHS",",AHF132WP-HHS,",26,184]
[2234871,"Traulsen (A division of ITW Food Equipment Group)","Traulsen","RHF232W-FHS","RHF232W-FHS",",AHF232W-FHS,",52,230]
[2234872,"Traulsen (A division of ITW Food Equipment Group)","Traulsen","G24310","G24310",",G24312,; ,G24313,; ,G24317,",44,255]
[2234873,"Traulsen (A division of ITW Food Equipment Group)","Traulsen","RHF232W-HHS","RHF232W-HHS",",AHF232W-HHS,",52,230]
[2234874,"Traulsen (A division of ITW Food Equipment Group)","Traulsen","RHF232WP-FHS","RHF232WP-FHS",",AHF232WP-FHS,",55,275]
[2234875,"Traulsen (A division of ITW Food Equipment Group)","Traulsen","G24312P","G24314P",",G24314P,; ,G24315P,; ,G24316P,; ,G24317P,",47,339]
[2234876,"Traulsen (A division of ITW Food Equipment Group)","Traulsen","RHF232WP-HHS","RHF232WP-HHS",",AHF232WP-HHS,",55,275]
[2234877,"Traulsen (A division of ITW Food Equipment Group)","Traulsen","RIH132H-FHS","RIH132H-FHS",",AIH132H-FHS,",38,233]
[2234878,"Traulsen (A division of ITW Food Equipment Group)","Traulsen","RIH132L-FHS","RIH132L-FHS",",AIH132L-FHS,",36,230]
[2234879,"Traulsen (A division of ITW Food Equipment Group)","Traulsen","G24304P","G24304P",",G24305P,; ,G24306P,; ,G24307P,",47,339]
[2234880,"Traulsen (A division of ITW Food Equipment Group)","Traulsen","RIH132LP-FHS","RIH132LP-FHS",",AIH132LP-FHS,",38,275]
[2234883,"Traulsen (A division of ITW Food Equipment Group)","Traulsen","RIH332L-FHS","RIH332L-FHS",",AIH332L-FHS,",111,534]
[2234884,"Traulsen (A division of ITW Food Equipment Group)","Traulsen","RHF132W-FHG","RHF132W-FHG",",AHF132W-FHG,",24,218]
[2234885,"Traulsen (A division of ITW Food Equipment Group)","Traulsen","RHF132W-FHS","RHF132W-FHS",",AHF132W-FHS,",24,218]
[2234886,"Traulsen (A division of ITW Food Equipment Group)","Traulsen","G14310","G14310",",G14311,",24,218]
[2234887,"Traulsen (A division of ITW Food Equipment Group)","Traulsen","RHF132W-HHG","RHF132W-HHG",",AHF132W-HHG,",24,218]
[2234888,"Traulsen (A division of ITW Food Equipment Group)","Traulsen","RHF132W-HHS","RHF132W-HHS",",AHF132W-HHS,",24,218]
[2234889,"Traulsen (A division of ITW Food Equipment Group)","Traulsen","G14300","G14300",",G14301,",24,218]
[2234890,"Traulsen (A division of ITW Food Equipment Group)","Traulsen","RHF132WP-FHS","RHF132WP-FHS",",AHF132WP-FHS,",26,184]
[2244488,"Food Warming Equipment Company, Inc.","FWE","TS-1826-18","TS-1826-18",null,26.8,255.8]
[2244489,"Food Warming Equipment Company, Inc.","FWE","TS-1826-18D","TS-1826-18D",null,26.8,255.8]
[2244490,"Food Warming Equipment Company, Inc.","FWE","TS-1826-18P","TS-1826-18P",",MT-1826-18,; ,MT-1826-18D,; ,MT-1826-18P,",26.8,255.8]
[2248535,"InterMetro Industries","Metro","C549-ASDS-U","C549-ASDS-U",null,22.4,276.3]
[2248536,"InterMetro Industries","Metro","C549-ASDS-U-A","C549-ASDS-U-A",null,22.4,276.3]
[2248538,"InterMetro Industries","Metro","C549-ASDS-L-A","C549-ASDS-L-A",null,22.4,276.3]
[2248539,"InterMetro Industries","Metro","C549-ASDS-L","C549-ASDS-L",null,22.4,276.3]
[2248540,"InterMetro Industries","Metro","C548-ASFS-U","C548-ASFS-U",null,19.600000000000001,226.8]
[2248544,"InterMetro Industries","Metro","C548-ASFS-L","C548-ASFS-L",null,19.600000000000001,226.8]
[2248546,"InterMetro Industries","Metro","C545-ASFS-U","C545-ASFS-U",null,11.1,167.9]
[2248549,"InterMetro Industries","Metro","C545-ASFS-L","C545-ASFS-L",null,11.1,167.9]
[2248550,"InterMetro Industries","Metro","C545-ASFS-L-A","C545-ASFS-L-A",null,11.1,167.9]
[2248551,"InterMetro Industries","Metro","C545-ASFS-U-A","C545-ASFS-U-A",null,11.1,167.9]
[2248554,"InterMetro Industries","Metro","C543-ASFS-L-A","C543-ASFS-L-A",null,7.8,152.19999999999999]
[2248555,"InterMetro Industries","Metro","C543-ASFS-U","C543-ASFS-U",null,7.8,152.19999999999999]
[2248557,"InterMetro Industries","Metro","C543-ASFS-L","C543-ASFS-L",null,7.8,152.19999999999999]
[2248558,"InterMetro Industries","Metro","C543-ASFS-U-A","C543-ASFS-U-A",null,7.8,152.19999999999999]
[2248610,"InterMetro Industries","Metro","C548-ASFS-L-A","C548-ASFS-L-A",null,19.600000000000001,226.8]
[2248611,"InterMetro Industries","Metro","C548-ASFS-U-A","C548-ASFS-U-A",null,19.600000000000001,226.8]
[2256416,"Food Warming Equipment Company, Inc.","FWE","UHST-13","UHST-13",",UHST-GN-6480-BQ,Tray Slides",24,272.39999999999998]
[2264468,"Food Warming Equipment Company, Inc.","FWE","UHST-13D","UHST-13D",null,24,272.39999999999998]
[2319661,"The Delfield Company (A division of Welbilt)","Delfield","GAH1-G","GAH1-G",",G*H1-G**********,; ,GAH1-G**********,",20,159.30000000000001]
[2319662,"The Delfield Company (A division of Welbilt)","Delfield","GAH1-S","GAH1-S",",G*H1-S**********,; ,GAH1-S**********,",20,141.1]
[2319663,"The Delfield Company (A division of Welbilt)","Delfield","GAH2-G","GAH2-G",",G*H2-G**********,; ,GAH2-G**********,",44,302.60000000000002]
[2319664,"The Delfield Company (A division of Welbilt)","Delfield","GAH2-GH","GAH2-GH",",G*H2-GH*********,; ,GAH2-GH*********,",44,299.10000000000002]
[2319665,"The Delfield Company (A division of Welbilt)","Delfield","GAH2-S","GAH2-S",",G*H2-S**********,; ,GAH2-S**********,",44,245.6]
[2319666,"The Delfield Company (A division of Welbilt)","Delfield","GAH2-SH","GAH2-SH",",G*H2-SH*********,; ,GAH2-SH*********,",44,233.9]
[2319667,"The Delfield Company (A division of Welbilt)","Delfield","GAHPT1-G","GAHPT1-G",",G*HPT1-G********,; ,GAHPT1-G********,",21,228.6]
[2319668,"The Delfield Company (A division of Welbilt)","Delfield","GAHPT1-GH","GAHPT1-GH",",G*HPT1-GH*******,; ,GAHPT1-GH*******,",21,234.9]
[2319673,"The Delfield Company (A division of Welbilt)","Delfield","GAHPT1-S","GAHPT1-S",",G*HPT1-S*********,; ,GAHPT1-S*********,",21,171.9]
[2319674,"The Delfield Company (A division of Welbilt)","Delfield","GAHPT1-SH","GAHPT1-SH",",G*HPT1-SH*******,; ,GAHPT1-SH*******,",21,192]
[2319675,"The Delfield Company (A division of Welbilt)","Delfield","GAHPT2-S","GAHPT2-S",",G*HPT2-S********,; ,GAHPT2-S********,",48,290.3]
[2319676,"The Delfield Company (A division of Welbilt)","Delfield","GAHPT2-SH","GAHPT2-SH",",G*HPT2-SH*******,; ,GAHPT2-SH*******,",48,300.2]
[2319677,"The Delfield Company (A division of Welbilt)","Delfield","GAHRI1-G","GAHRI1-G",",G*HRI1-G********,; ,GAHRI1-G********,",37,308.60000000000002]
[2319680,"The Delfield Company (A division of Welbilt)","Delfield","GAHRI1-S","GAHRI1-S",",G*HRI1-S********,; ,GAHRI1-S********,",37,241.6]
[2319681,"The Delfield Company (A division of Welbilt)","Delfield","GAHRT1-S","GAHRT1-S",",G*HRT1-S********,; ,GAHRT1-S********,",40,295.39999999999998]
[2323933,"The Delfield Company (A division of Welbilt)","Delfield","GARI2-S","GARI2-S",",G*RI2-S*********,; ,GARI2-S*********,",77,427.8]
[2324953,"The Delfield Company (A division of Welbilt)","Delfield","GAH1-GH","GAH1-GH",",G*H1-GH*********,; ,GAH1-GH*********,",20,183.6]
[2325746,"The Delfield Company (A division of Welbilt)","Delfield","GAH1-SH","GAH1-SH",",G*H1-SH*********,; ,GAH1-SH*********,",20,145.1]
[2347438,"Cambro Manufacturing Company","Cambro","PCUHH615","PCUHH615",null,9.3000000000000007,106.9]
[2348689,"Hatco Corporation","Hatco","FSHC-7W1-EE","FSHC-7W1-EE",null,8.3000000000000007,160]
[2348690,"Hatco Corporation","Hatco","FSHC-7W2-EE","FSHC-7W2-EE",null,8.6,171]
[2361237,"Food Warming Equipment Company, Inc.","FWE","HLC-1826-4","HLC-1826-4",",HLC-1826-4-CHP,",5.5,105.3]
[2365462,"Traulsen (A division of ITW Food Equipment Group)","Traulsen","RIH232L-FHS","RIH232L-FHS",",AIH232L-FHS,; ,AIH232LP-FHS,; ,RIH232LP-FHS,",74,419]
[2371878,"Turbo Air Inc.","Turbo Air","M3H24-1","M3H24-1",",M3H24-1-TS,",22.7,102.6]
[2378246,"Turbo Air Inc.","Turbo Air","PRO-26H2-G-RT","PRO-26H2-G-RT",null,44,325.39999999999998]
[2378247,"Turbo Air Inc.","Turbo Air","PRO-50-4H-PT","PRO-50-4H-PT",null,51,246.3]
[2378248,"Turbo Air Inc.","Turbo Air","PRO-26H-G","PRO-26H-G",null,27,215.5]
[2378317,"Turbo Air Inc.","Turbo Air","PRO-26H","PRO-26H",null,25,155.30000000000001]
[2378338,"Turbo Air Inc.","Turbo Air","PRO-26-2H","PRO-26-2H",null,25,150.9]
[2378342,"Turbo Air Inc.","Turbo Air","PRO-26-2H-G","PRO-26-2H-G",null,26,216.9]
[2378365,"Turbo Air Inc.","Turbo Air","PRO-26H-GS-PT","PRO-26H-GS-PT",",PRO-26H-SG-PT,",27,221.1]
[2378366,"Turbo Air Inc.","Turbo Air","PRO-26H-PT","PRO-26H-PT",null,26,145.9]
[2378367,"Turbo Air Inc.","Turbo Air","PRO-50H-RI","PRO-50H-RI",null,77,348]
[2378368,"Turbo Air Inc.","Turbo Air","PRO-26-2H-PT","PRO-26-2H-PT",null,26,175.7]
[2378369,"Turbo Air Inc.","Turbo Air","PRO-26H2","PRO-26H2",null,25,123.3]
[2378370,"Turbo Air Inc.","Turbo Air","PRO-50H-G-RI","PRO-50H-G-RI",null,79,419.7]
[2378372,"Turbo Air Inc.","Turbo Air","PRO-26-2H2","PRO-26-2H2",null,25,135.19999999999999]
[2378375,"Turbo Air Inc.","Turbo Air","PRO-26H2-PT","PRO-26H2-PT",null,26,140.69999999999999]
[2378376,"Turbo Air Inc.","Turbo Air","PRO-26H2-G","PRO-26H2-G",null,26,200.1]
[2378378,"Turbo Air Inc.","Turbo Air","PRO-26H-RT","PRO-26H-RT",null,42,264.39999999999998]
[2378379,"Turbo Air Inc.","Turbo Air","PRO-15H","PRO-15H",null,14,108.6]
[2387631,"InterMetro Industries","Metro","Holding Cabinets","C587*-SFS-**",",,* can be blank or L.  ** can be L, LA, U or UA",23.7,289.89999999999998]
[2387632,"InterMetro Industries","Metro","Holding Cabinets","C569L-***-**",",,*** can be SFS or SDS. ** can be L, LA, U or UA",23.7,289.89999999999998]
[2387633,"InterMetro Industries","Metro","Holding Cabinets","C585*-SFS-**",",,* can be blank or L.  ** can be L, LA, U or UA",23.7,289.89999999999998]
[2470843,"Hoshizaki America, Inc.","Hoshizaki","HC2A-FS-FS","HC2A-FS-FS",null,53.7,317.89999999999998]
[2470844,"Hoshizaki America, Inc.","Hoshizaki","HC1A-HS-HS","HC1A-HS-HS",null,24.5,141.6]
[2470845,"Hoshizaki America, Inc.","Hoshizaki","HC1A-FS","HC1A-FS",null,23.4,137.30000000000001]
[2470846,"Hoshizaki America, Inc.","Hoshizaki","HC2A-HS","HC2A-HS",null,51.7,210.9]
[2470847,"Hoshizaki America, Inc.","Hoshizaki","HC1A-FS-FS","HC1A-FS-FS",null,24.5,141.6]
[2470848,"Hoshizaki America, Inc.","Hoshizaki","HC2A-FS","HC2A-FS",null,51.7,210.9]
[2470849,"Hoshizaki America, Inc.","Hoshizaki","HC1A-HS","HC1A-HS",null,23.4,137.30000000000001]
[2470850,"Hoshizaki America, Inc.","Hoshizaki","HC2A-HS-HS","HC2A-HS-HS",null,53.7,317.89999999999998]
[3387728,"Cambro Manufacturing Company","Cambro","PCU800HH615","PCU800HH615",null,7,106.3]
[3387729,"Cambro Manufacturing Company","Cambro","PCU2000HH615","PCU2000HH615",null,15.6,126.2]
[3387730,"Cambro Manufacturing Company","Cambro","PCU1000HH615","PCU1000HH615",null,8.1,114.6]

{"sheet":"Ice_Machines","index":7,"n_rows":98,"n_cols":5,"rows_kept":98,"cut":false,"hidden":false,"merged":[[1,0,1,4]]}
[]
["   Ice Machines   v.2024"]
["ENERGY STAR® Unique ID","Brand Name","Model Number","Additional Model Information","Incentive"]
[2328915,"MAXX ICE","MIM500N",null,50]
[2328916,"MAXX ICE","MIM500NH",null,50]
[2371461,"Follett","MCD425A","MCD425ABS,MCD425ABS,; MCD425ABT,MCD425ABT,; MCD425AHS,MCD425AHS,; MCD425AHT,MCD425AHT,; MCD425AVS,MCD425AVS,",50]
[2371463,"Follett","HCF1010RBS","HCF1010RBT,HCF1010RBT,; HCF1010RHS,HCF1010RHS,; HCF1010RHT,HCF1010RHT,; HCF1010RJS,HCF1010RJS,; HCF1010RMS,HCF1010RMS,; HCF1010RPS,HCF1010RPS,; HCF1010RVS,HCF1010RVS,; HMF1010RBS,HMF1010RBS,; HMF1010RBT,HMF1010RBT,; HMF1010RHS,HMF1010RHS,; HMF1010RHT,HMF1010RHT,; HMF1010RJS,HMF1010RJS,; HMF1010RVS,HMF1010RVS,",50]
[2371464,"Follett","HCF2110R","HCF2110RBS,HCF2110RBS,; HCF2110RBT,HCF2110RBT,; HCF2110RHS,HCF2110RHS,; HCF2110RHT,HCF2110RHT,; HCF2110RJS,HCF2110RJS,; HCF2110RMS,HCF2110RMS,; HCF2110RPS,HCF2110RPS,; HCF2110RVS,HCF2110RVS,; HMF2110RBS,HMF2110RBS,; HMF2110RBT,HMF2110RBT,; HMF2110RHS,HMF2110RHS,; HMF2110RHT,HMF2110RHT,; HMF2110RJS,HMF2110RJS,; HMF2110RVS,HMF2110RVS,",250]
[2371465,"Follett","HCF1810R","HCF1810RBS,HCF1810RBS,; HCF1810RBT,HCF1810RBT,; HCF1810RHS,HCF1810RHS,; HCF1810RHT,HCF1810RHT,; HCF1810RJS,HCF1810RJS,; HCF1810RMS,HCF1810RMS,; HCF1810RPS,HCF1810RPS,; HCF1810RVS,HCF1810RVS,; HMF1810RBS,HMF1810RBS,; HMF1810RBT,HMF1810RBT,; HMF1810RHS,HMF1810RHS,; HMF1810RHT,HMF1810RHT,; HMF1810RJS,HMF1810RJS,; HMF1810RVS,HMF1810RVS,",150]
[2371466,"Follett","HCD710ABT","HCD710A,HCD710AHS,; HCD710A,HCD710AHT,; HCD710A,HCD710AJS,; HCD710A,HCD710APS,; HCD710A,HCD710AVS,; HCD710A,HMD710ABS,; HCD710A,HMD710ABT,; HCD710A,HMD710AHS,; HCD710A,HMD710AHT,; HCD710A,HMD710AJS,; HMD710A,HMD710AVS,",50]
[2312467,"Hoshizaki","F-801MAJ",null,50]
[2312468,"Hoshizaki","F-801MAJ-C",null,50]
[2312472,"Hoshizaki","KM-2600SRJ3",null,250]
[2312473,"Hoshizaki","KM-2200SRJ3",null,250]
[2312474,"Hoshizaki","KM-1900SAJ3",null,250]
[2312475,"Hoshizaki","KM-1900SAJ",null,250]
[2312476,"Hoshizaki","KM-1900SRJ",null,250]
[2312477,"Hoshizaki","KM-1900SRJ3",null,250]
[2312478,"Hoshizaki","KM-1601SRJ",null,250]
[2312479,"Hoshizaki","KM-1301SAJ3",null,150]
[2312480,"Hoshizaki","KM-1301SRJ3",null,150]
[2312481,"Hoshizaki","KM-901MRJ",null,50]
[2312482,"Hoshizaki","KM-901MRJ3",null,150]
[2312483,"Hoshizaki","KML-700MRJ",null,50]
[2312484,"Hoshizaki","DKM-500BAJ",null,50]
[2320605,"Hoshizaki","KML-700MAJ",null,50]
[2320606,"Hoshizaki","KMH-2100SRJ3",null,250]
[2320607,"Hoshizaki","KMH-2100SRJ",null,250]
[2320628,"Hoshizaki","KMS-1122MLJ",null,150]
[2322811,"Hoshizaki","KM-350MAJ",null,50]
[2323314,"Hoshizaki","KM-520MAJ",null,50]
[2323315,"Hoshizaki","KM-520MRJ",null,50]
[2341747,"Hoshizaki","KM-1340MRJ3",null,150]
[2393146,"Hoshizaki","KM-901MRJZ3",null,150]
[2393147,"Hoshizaki","KML-700MRJZ",null,50]
[2393148,"Hoshizaki","KM-660MRJ",null,50]
[2393149,"Hoshizaki","KM-660MRJZ",null,50]
[2393150,"Hoshizaki","FD-650MRJZ-C",null,50]
[2393151,"Hoshizaki","KM-520MRJZ",null,50]
[2393152,"Hoshizaki","KMH-2100SRJZ3",null,250]
[2393153,"Hoshizaki","KMH-2100SRJZ",null,250]
[2393154,"Hoshizaki","KM-2600SRJZ3",null,250]
[2393155,"Hoshizaki","KM-2200SRJZ3",null,250]
[2393156,"Hoshizaki","KM-1900SRJZ3",null,250]
[2393157,"Hoshizaki","KM-1900SRJZ",null,250]
[2394430,"Hoshizaki","KM-1301SRJZ3",null,150]
[2394431,"Hoshizaki","KM-1601SRJZ",null,250]
[2394432,"Hoshizaki","KM-901MRJZ",null,50]
[2394433,"Hoshizaki","KM-1340MAJ",null,150]
[2394434,"Hoshizaki","FD-650MRJ-C",null,50]
[2394813,"Hoshizaki","KM-1340MRJZ3",null,150]
[2397408,"Hoshizaki","KM-420MRJZ",null,50]
[2397409,"Hoshizaki","KM-420MAJ",null,50]
[2312690,"Howe","3000RLE",",3000-RLE-404-230,",250]
[2312693,"Howe","4000-RL",",4000-RL-404-230,; ,4000-RL-404-230-SW,",250]
[2316260,"Howe","1000-RLE",null,150]
[2363200,"Padela","PDIM-MD-450HD",null,50]
[2328911,"BERG","BC500N",null,50]
[2328912,"BERG","BC500NH",null,50]
[2328907,"CENTRAL","69K-085",null,50]
[2328908,"CENTRAL","69K-124",null,50]
[2328913,"MAXX ICE","MIM452",null,50]
[2328914,"MAXX ICE","MIM475H",null,50]
[2324711,"ATOSA","YR450-AP-161",null,50]
[2334862,"ATOSA","YR800-AP-261",null,50]
[2361244,"ATOSA","HD350-AP-161",null,50]
[2312516,"Scotsman","C1448MA-3E",null,150]
[2312517,"Scotsman","C1448SA-3E",null,150]
[2312518,"Scotsman","C1448MA-32E",null,150]
[2312519,"Scotsman","C1448SA-32E",null,150]
[2312523,"Scotsman","C0630MR-32E",null,50]
[2312524,"Scotsman","C0630SR-32E",null,50]
[2370679,"Scotsman","NS0922A-1A",null,50]
[2370685,"Scotsman","NS0922A-32A",null,50]
[2507577,"LUNAR ICE","LUIM-500",null,50]
[2545638,"Follett","UMD414A80",null,50]
[2617987,"ICETRO","IM-2000-AC","IM-2000-AH,IM-2000-AH,Haif dice type",250]
[2618006,"ICETRO","IM-1700-AC","IM-1700-AH,IM-1700-AH,Half dice type",150]
[2618201,"ICETRO","IM-2000-RC","IM-2000-RH,IM-2000-RH,Half dice type",250]
[2618202,"ICETRO","IM-1700-RC","IM-1700-RH,IM-1700-RH,Half dice type",250]
[2507349,"ITV Ice Makers","SPIKA MS 500-A1H 115/60",null,50]
[2507643,"ITV Ice Makers","SPIKA MS 400-22 A1H 115/60 UL",null,50]
[2412048,"Scotsman","MC0630MR-32A",null,50]
[2412049,"Scotsman","MC0630SR-32A",null,50]
[2412050,"Scotsman","MC1448MA-32A",null,150]
[2412051,"Scotsman","MC1448MA-3A",null,150]
[2412052,"Scotsman","MC1448SA-32A",null,150]
[2412073,"Scotsman","MC1448SA-3A",null,150]
[2408294,"True Refrigeration","TI-630-MA-S1-A",null,50]
[2507645,"ITV Ice Makers","SPIKA MS 700-22 A1H 115/60 UL",null,50]
[2507647,"ITV Ice Makers","IQN 700A 115V/60 Hz R290 UL",null,50]
[2668009,"Follett","UFD414A80",null,50]
[3388003,"ATOSA","YR450S-AP-161",null,50]
[3361186,"True Refrigeration","TCIM-530-HA1-A~*-#",null,50]
[3361187,"True Refrigeration","TI-522-MA-S1-A~*-#",",TCIM-522-HA1-A~*-#,",50]
[3361188,"True Refrigeration","TCIM-622-HA1-A~*-#",null,50]
[3417476,"Scotsman","FS1222A-32B",null,150]
[3417477,"Scotsman","FS1222A-3B",null,150]

{"sheet":"Ice_Machines_Q","index":8,"n_rows":193,"n_cols":10,"rows_kept":193,"cut":false,"hidden":true,"merged":[]}
["pd_id","energy_star_partner","brand_name","model_name","model_number","additional_model_information","equipment_type","ice_type","harvest_rate_lbs_ice_day","energy_use_kwh_100_lbs_ice"]
[2371465,"Follett Products, LLC","Follett","HCF1810R","HCF1810R","HCF1810RBS,HCF1810RBS,; HCF1810RBT,HCF1810RBT,; HCF1810RHS,HCF1810RHS,; HCF1810RHT,HCF1810RHT,; HCF1810RJS,HCF1810RJS,; HCF1810RMS,HCF1810RMS,; HCF1810RPS,HCF1810RPS,; HCF1810RVS,HCF1810RVS,; HMF1810RBS,HMF1810RBS,; HMF1810RBT,HMF1810RBT,; HMF1810RHS,HMF1810RHS,; HMF1810RHT,HMF1810RHT,; HMF1810RJS,HMF1810RJS,; HMF1810RVS,HMF1810RVS,","Remote Condensing Unit","Continuous",1445,3.63]
[2371466,"Follett Products, LLC","Follett","HCD710A","HCD710ABT","HCD710A,HCD710AHS,; HCD710A,HCD710AHT,; HCD710A,HCD710AJS,; HCD710A,HCD710APS,; HCD710A,HCD710AVS,; HCD710A,HMD710ABS,; HCD710A,HMD710ABT,; HCD710A,HMD710AHS,; HCD710A,HMD710AHT,; HCD710A,HMD710AJS,; HMD710A,HMD710AVS,","Ice Making Head","Continuous",586,4.78]
[2371467,"Follett Products, LLC","Follett","UCD100A30-CF","UCD100A30-CF","UCD100A30,UCD100A30,","Self Contained Unit","Continuous",90,10]
[2371468,"Follett Products, LLC","Follett","UCD100A30ADA-CF","UCD100A30ADA-CF","UCD100A30ADA,UCD100A30ADA,","Self Contained Unit","Continuous",90,10]
[2371469,"Follett Products, LLC","Follett","UCD100A30-NF","UCD100A30-NF","UCD100A30,UCD100A30,","Self Contained Unit","Continuous",90,10]
[2371470,"Follett Products, LLC","Follett","UCD100A30ADA-NF","UCD100A30ADA-NF","UCD100A30ADA,UCD100A30ADA,","Self Contained Unit","Continuous",90,10]
[2371572,"Follett Products, LLC","Follett","15CI100A","15CI100A","15CI100A-NW,15CI100A-NW,; 15FS100A-NW,15FS100A-NW,","Self Contained Unit","Continuous",95,7.87]
[2545638,"Follett Products, LLC","Follett","UMD414A80","UMD414A80",null,"Self Contained Unit","Continuous",359,5.85]
[2668009,"Follett Products, LLC","Follett","UFD414A80","UFD414A80",null,"Self Contained Unit","Continuous",394,5.27]
[2732262,"Follett Products, LLC","Follett","7CI112A","7CI112A","7CI112A-NW,,; 7UC112A-NW,,; 7UD112A-NW,,","Self Contained Unit","Continuous",91,7.62]
[2732263,"Follett Products, LLC","Follett","15CI112A-NW","15CI112A-NW","15CI112A-NW,,","Self Contained Unit","Continuous",91,7.62]
[2312467,"Hoshizaki America, Inc.","Hoshizaki","F-801MAJ","F-801MAJ",null,"Ice Making Head","Continuous",566,5.38]
[2312468,"Hoshizaki America, Inc.","Hoshizaki","F-801MAJ","F-801MAJ-C",null,"Ice Making Head","Continuous",532,5.59]
[2312472,"Hoshizaki America, Inc.","Hoshizaki","KM-2600SRJ3","KM-2600SRJ3",null,"Remote Condensing Unit","Batch",2580,3.61]
[2312473,"Hoshizaki America, Inc.","Hoshizaki","KM-2200SRJ3","KM-2200SRJ3",null,"Remote Condensing Unit","Batch",2075,3.75]
[2312474,"Hoshizaki America, Inc.","Hoshizaki","KM-1900SAJ3","KM-1900SAJ3",null,"Ice Making Head","Batch",1675,3.9]
[2312475,"Hoshizaki America, Inc.","Hoshizaki","KM-1900SAJ","KM-1900SAJ",null,"Ice Making Head","Batch",1675,3.9]
[2312476,"Hoshizaki America, Inc.","Hoshizaki","KM-1900SRJ","KM-1900SRJ",null,"Remote Condensing Unit","Batch",1700,3.9]
[2312477,"Hoshizaki America, Inc.","Hoshizaki","KM-1900SRJ3","KM-1900SRJ3",null,"Remote Condensing Unit","Batch",1700,3.9]
[2312478,"Hoshizaki America, Inc.","Hoshizaki","KM-1601SRJ","KM-1601SRJ",null,"Remote Condensing Unit","Batch",1600,3.96]
[2312479,"Hoshizaki America, Inc.","Hoshizaki","KM-1301SAJ3","KM-1301SAJ3",null,"Ice Making Head","Batch",1350,3.95]
[2312480,"Hoshizaki America, Inc.","Hoshizaki","KM-1301SRJ3","KM-1301SRJ3",null,"Remote Condensing Unit","Batch",1330,3.83]
[2312481,"Hoshizaki America, Inc.","Hoshizaki","KM-901MRJ","KM-901MRJ",null,"Remote Condensing Unit","Batch",780,4.75]
[2312482,"Hoshizaki America, Inc.","Hoshizaki","KM-901MRJ3","KM-901MRJ3",null,"Remote Condensing Unit","Batch",830,4.4000000000000004]
[2312483,"Hoshizaki America, Inc.","Hoshizaki","KML-700MRJ","KML-700MRJ",null,"Remote Condensing Unit","Batch",614,4.9000000000000004]
[2312484,"Hoshizaki America, Inc.","Hoshizaki","DKM-500BAJ","DKM-500BAJ",null,"Self Contained Unit","Batch",534,5.56]
[2397409,"Hoshizaki America, Inc.","Hoshizaki","KM-420MAJ","KM-420MAJ",null,"Ice Making Head","Batch",440,5.3]
[2312690,"Howe Corporation","Howe","3000RLE","3000RLE",",3000-RLE-404-230,","Remote Condensing Unit","Continuous",2879,3.74]
[2312693,"Howe Corporation","Howe","4000-RL","4000-RL",",4000-RL-404-230,; ,4000-RL-404-230-SW,","Remote Condensing Unit","Continuous",3946,3.04]
[2316260,"Howe Corporation","Howe","1000-RLE","1000-RLE",null,"Remote Condensing Unit","Continuous",1014,2.78]
[2617987,"ICETRO CO., LTD","ICETRO","IM-2000-AC","IM-2000-AC","IM-2000-AH,IM-2000-AH,Haif dice type","Ice Making Head","Batch",1702,4.07]
[2618006,"ICETRO CO., LTD","ICETRO","IM-1700-AC","IM-1700-AC","IM-1700-AH,IM-1700-AH,Half dice type","Ice Making Head","Batch",1352,4.1900000000000004]
[2618201,"ICETRO CO., LTD","ICETRO","IM-2000-RC","IM-2000-RC","IM-2000-RH,IM-2000-RH,Half dice type","Remote Condensing Unit","Batch",1861,3.65]
[2618202,"ICETRO CO., LTD","ICETRO","IM-1700-RC","IM-1700-RC","IM-1700-RH,IM-1700-RH,Half dice type","Remote Condensing Unit","Batch",1575,3.51]
[2507349,"ITV Ice Makers, S.L.","ITV Ice Makers","SPIKA MS 500-A1H 115/60","SPIKA MS 500-A1H 115/60",null,"Ice Making Head","Batch",430,4.8899999999999997]
[2507364,"ITV Ice Makers, S.L.","ITV Ice Makers","SPIKA NG 160-A1H 115/60 UL R290","SPIKA NG 160-A1H 115/60 UL R290",null,"Self Contained Unit","Batch",131,7.34]
[2507641,"ITV Ice Makers, S.L.","ITV Ice Makers","SPIKA NG 230-A1H 115/60 UL R290","SPIKA NG 230-A1H 115/60 UL R290",null,"Self Contained Unit","Batch",176,6.46]
[2507643,"ITV Ice Makers, S.L.","ITV Ice Makers","SPIKA MS 400-22 A1H 115/60 UL","SPIKA MS 400-22 A1H 115/60 UL",null,"Ice Making Head","Batch",410,5.1100000000000003]
[2507645,"ITV Ice Makers, S.L.","ITV Ice Makers","SPIKA MS 700-22 A1H 115/60 UL","SPIKA MS 700-22 A1H 115/60 UL",null,"Ice Making Head","Batch",627,4.9000000000000004]
[2507647,"ITV Ice Makers, S.L.","ITV Ice Makers","IQN 700A 115V/60 Hz R290 UL","IQN 700A 115V/60 Hz R290 UL",null,"Ice Making Head","Continuous",507,4.8899999999999997]
[2507648,"ITV Ice Makers, S.L.","ITV Ice Makers","SPIKA NG 360-A1H 115/60 UL R290","SPIKA NG 360-A1H 115/60 UL R290",null,"Self Contained Unit","Batch",292,6.13]
[2507650,"ITV Ice Makers, S.L.","ITV Ice Makers","SPIKA NG 130-A1H 115/60 UL R290","SPIKA NG 130-A1H 115/60 UL R290",null,"Self Contained Unit","Batch",114,7.79]
[2312516,"Scotsman Ice Systems","Scotsman","Prodigy","C1448MA-3E",null,"Ice Making Head","Batch",1296,4.25]
[2312517,"Scotsman Ice Systems","Scotsman","Prodigy","C1448SA-3E",null,"Ice Making Head","Batch",1296,4.25]
[2312518,"Scotsman Ice Systems","Scotsman","Prodigy","C1448MA-32E",null,"Ice Making Head","Batch",1296,4.25]
[2312519,"Scotsman Ice Systems","Scotsman","Prodigy","C1448SA-32E",null,"Ice Making Head","Batch",1296,4.25]
[2312520,"Scotsman Ice Systems","Scotsman","Prodigy","CU2026MA-1E",null,"Self Contained Unit","Batch",145,7.23]
[2312521,"Scotsman Ice Systems","Scotsman","Prodigy","CU2026SA-1E",null,"Self Contained Unit","Batch",145,7.23]
[2312523,"Scotsman Ice Systems","Scotsman","Prodigy","C0630MR-32E",null,"Remote Condensing Unit","Batch",540,5.35]
[2312524,"Scotsman Ice Systems","Scotsman","Prodigy","C0630SR-32E",null,"Remote Condensing Unit","Batch",540,5.35]
[2366830,"Scotsman Ice Systems","Scotsman","Scotsman","UF2020A-1A",null,"Self Contained Unit","Continuous",149,6.46]
[2366831,"Scotsman Ice Systems","Scotsman","Scotsman","UF1415A-1A",null,"Self Contained Unit","Continuous",107,7.48]
[2320605,"Hoshizaki America, Inc.","Hoshizaki","KML-700MAJ","KML-700MAJ",null,"Ice Making Head","Batch",610,4.9000000000000004]
[2320606,"Hoshizaki America, Inc.","Hoshizaki","KMH-2100SRJ3","KMH-2100SRJ3",null,"Remote Condensing Unit","Batch",1925,3.67]
[2320607,"Hoshizaki America, Inc.","Hoshizaki","KMH-2100SRJ","KMH-2100SRJ",null,"Remote Condensing Unit","Batch",1850,3.75]
[2320628,"Hoshizaki America, Inc.","Hoshizaki","KMS-1122MLJ","KMS-1122MLJ",null,"Remote Condensing Unit","Batch",1100,4.05]
[2322811,"Hoshizaki America, Inc.","Hoshizaki","KM-350MAJ","KM-350MAJ",null,"Ice Making Head","Batch",393,5.42]
[2323314,"Hoshizaki America, Inc.","Hoshizaki","KM-520MAJ","KM-520MAJ",null,"Ice Making Head","Batch",480,4.68]
[2323315,"Hoshizaki America, Inc.","Hoshizaki","KM-520MRJ","KM-520MRJ",null,"Remote Condensing Unit","Batch",495,4.8]
[2341747,"Hoshizaki America, Inc.","Hoshizaki","KM-1340MRJ3","KM-1340MRJ3",null,"Remote Condensing Unit","Batch",1266,4.12]
[2341752,"Hoshizaki America, Inc.","Hoshizaki","KM-81BAJ","KM-81BAJ",null,"Self Contained Unit","Batch",52,8.4499999999999993]
[2341940,"Hoshizaki America, Inc.","Hoshizaki","KM-116BAJ","KM-116BAJ",null,"Self Contained Unit","Batch",100,8.1]
[2393146,"Hoshizaki America, Inc.","Hoshizaki","KM-901MRJZ3","KM-901MRJZ3",null,"Remote Condensing Unit","Batch",830,4.4000000000000004]
[2393147,"Hoshizaki America, Inc.","Hoshizaki","KML-700MRJZ","KML-700MRJZ",null,"Remote Condensing Unit","Batch",614,4.9000000000000004]
[2393148,"Hoshizaki America, Inc.","Hoshizaki","KM-660MRJ","KM-660MRJ",null,"Remote Condensing Unit","Batch",570,5.25]
[2393149,"Hoshizaki America, Inc.","Hoshizaki","KM-660MRJZ","KM-660MRJZ",null,"Remote Condensing Unit","Batch",570,5.25]
[2393150,"Hoshizaki America, Inc.","Hoshizaki","FD-650MRJZ-C","FD-650MRJZ-C",null,"Remote Condensing Unit","Continuous",480,5.35]
[2393151,"Hoshizaki America, Inc.","Hoshizaki","KM-520MRJZ","KM-520MRJZ",null,"Remote Condensing Unit","Batch",495,4.8]
[2393152,"Hoshizaki America, Inc.","Hoshizaki","KMH-2100SRJZ3","KMH-2100SRJZ3",null,"Remote Condensing Unit","Batch",1925,3.67]
[2393153,"Hoshizaki America, Inc.","Hoshizaki","KMH-2100SRJZ","KMH-2100SRJZ",null,"Remote Condensing Unit","Batch",1850,3.75]
[2393154,"Hoshizaki America, Inc.","Hoshizaki","KM-2600SRJZ3","KM-2600SRJZ3",null,"Remote Condensing Unit","Batch",2580,3.61]
[2393155,"Hoshizaki America, Inc.","Hoshizaki","KM-2200SRJZ3","KM-2200SRJZ3",null,"Remote Condensing Unit","Batch",2075,3.75]
[2393156,"Hoshizaki America, Inc.","Hoshizaki","KM-1900SRJZ3","KM-1900SRJZ3",null,"Remote Condensing Unit","Batch",1700,3.9]
[2393157,"Hoshizaki America, Inc.","Hoshizaki","KM-1900SRJZ","KM-1900SRJZ",null,"Remote Condensing Unit","Batch",1700,3.9]
[2394430,"Hoshizaki America, Inc.","Hoshizaki","KM-1301SRJZ3","KM-1301SRJZ3",null,"Remote Condensing Unit","Batch",1330,3.83]
[2394431,"Hoshizaki America, Inc.","Hoshizaki","KM-1601SRJZ","KM-1601SRJZ",null,"Remote Condensing Unit","Batch",1600,3.96]
[2394432,"Hoshizaki America, Inc.","Hoshizaki","KM-901MRJZ","KM-901MRJZ",null,"Remote Condensing Unit","Batch",780,4.75]
[2394433,"Hoshizaki America, Inc.","Hoshizaki","KM-1340MAJ","KM-1340MAJ",null,"Ice Making Head","Batch",1175,4.2]
[2394434,"Hoshizaki America, Inc.","Hoshizaki","FD-650MRJ-C","FD-650MRJ-C",null,"Remote Condensing Unit","Continuous",470,5.38]
[2394813,"Hoshizaki America, Inc.","Hoshizaki","KM-1340MRJZ3","KM-1340MRJZ3",null,"Remote Condensing Unit","Batch",1266,4.12]
[2397408,"Hoshizaki America, Inc.","Hoshizaki","KM-420MRJZ","KM-420MRJZ",null,"Remote Condensing Unit","Batch",460,5]
[2363200,"Allied Trading Inc.","Padela","PDIM-MD-450HD","PDIM-MD-450HD",null,"Ice Making Head","Batch",403,5.0999999999999996]
[2363201,"Allied Trading Inc.","Padela","PDIM-UD-280HD","PDIM-UD-280HD",null,"Self Contained Unit","Batch",236,6.1]
[2363202,"Allied Trading Inc.","Padela","PDIM-UD-140HD","PDIM-UD-140HD",null,"Self Contained Unit","Batch",101,7.2]
[2328893,"Asbury Foodservice","BERG","Commercial Ice Makers","BC360N",null,"Ice Making Head","Batch",287,5.9]
[2328894,"Asbury Foodservice","BERG","Commercial Ice Makers","BC360NH",null,"Ice Making Head","Batch",287,5.9]
[2328895,"Asbury Foodservice","BERG","Commercial Ice Makers","BC370N",null,"Ice Making Head","Batch",287,5.9]
[2328896,"Asbury Foodservice","BERG","Commercial Ice Makers","BC370NH",null,"Ice Making Head","Batch",287,5.9]
[2328911,"Asbury Foodservice","BERG","Commercial Ice Makers","BC500N",null,"Ice Making Head","Batch",356,5.5]
[2328912,"Asbury Foodservice","BERG","Commercial Ice Makers","BC500NH",null,"Ice Making Head","Batch",356,5.5]
[2328752,"Asbury Foodservice","CENTRAL","Commercial Ice Makers","69K-080",null,"Self Contained Unit","Batch",48,10.050000000000001]
[2328907,"Asbury Foodservice","CENTRAL","Commercial Ice Makers","69K-085",null,"Ice Making Head","Batch",356,5.5]
[2328908,"Asbury Foodservice","CENTRAL","Commercial Ice Makers","69K-124",null,"Ice Making Head","Batch",356,5.5]
[2383460,"Asbury Foodservice","DUURA","DI50","DI50",null,"Self Contained Unit","Batch",50,9.7100000000000009]
[2383461,"Asbury Foodservice","DUURA","DI50V","DI50V",null,"Self Contained Unit","Batch",50,9.7100000000000009]
[2383462,"Asbury Foodservice","DUURA","DI50P","DI50P",null,"Self Contained Unit","Batch",50,9.7100000000000009]
[2383463,"Asbury Foodservice","DUURA","DI50-O","DI50-O",null,"Self Contained Unit","Batch",50,9.7100000000000009]
[2664664,"Asbury Foodservice","DUURA","DE500IMOUSS","DE500IMOUSS",null,"Self Contained Unit","Batch",50,9.7100000000000009]
[2664665,"Asbury Foodservice","DUURA","DE500IMIUSS","DE500IMIUSS",null,"Self Contained Unit","Batch",50,9.7100000000000009]
[2507575,"Asbury Foodservice","LUNAR ICE","LUIM-150","LUIM-150",null,"Self Contained Unit","Batch",100,8.09]
[2507576,"Asbury Foodservice","LUNAR ICE","LUIM-360","LUIM-360",null,"Ice Making Head","Batch",280,5.9]
[2507577,"Asbury Foodservice","LUNAR ICE","LUIM-500","LUIM-500",null,"Ice Making Head","Batch",385,5.5]
[2328757,"Asbury Foodservice","MAXX ICE","Commercial Ice Makers","MIM50",null,"Self Contained Unit","Batch",48,10.050000000000001]
[2328758,"Asbury Foodservice","MAXX ICE","Commercial Ice Makers","MIM50-O",null,"Self Contained Unit","Batch",48,10.050000000000001]
[2328759,"Asbury Foodservice","MAXX ICE","Commercial Ice Makers","MIM50P*",null,"Self Contained Unit","Batch",48,10.050000000000001]
[2328760,"Asbury Foodservice","MAXX ICE","Commercial Ice Makers","MIM50P-O",null,"Self Contained Unit","Batch",48,10.050000000000001]
[2328761,"Asbury Foodservice","MAXX ICE","Commercial Ice Makers","MIM50V",null,"Self Contained Unit","Batch",48,10.050000000000001]
[2328897,"Asbury Foodservice","MAXX ICE","Commercial Ice Makers","MIM350",null,"Ice Making Head","Batch",287,5.9]
[2328898,"Asbury Foodservice","MAXX ICE","Commercial Ice Makers","MIM355H",null,"Ice Making Head","Batch",287,5.9]
[2328899,"Asbury Foodservice","MAXX ICE","Commercial Ice Makers","MIM360N",null,"Ice Making Head","Batch",287,5.9]
[2328900,"Asbury Foodservice","MAXX ICE","Commercial Ice Makers","MIM360NH",null,"Ice Making Head","Batch",287,5.9]
[2328901,"Asbury Foodservice","MAXX ICE","Commercial Ice Makers","MIM370",null,"Ice Making Head","Batch",287,5.9]
[2328902,"Asbury Foodservice","MAXX ICE","Commercial Ice Makers","MIM370N",null,"Ice Making Head","Batch",287,5.9]
[2328903,"Asbury Foodservice","MAXX ICE","Commercial Ice Makers","MIM370NH",null,"Ice Making Head","Batch",287,5.9]
[2328904,"Asbury Foodservice","MAXX ICE","Commercial Ice Makers","MIM375H",null,"Ice Making Head","Batch",287,5.9]
[2328913,"Asbury Foodservice","MAXX ICE","Commercial Ice Makers","MIM452",null,"Ice Making Head","Batch",356,5.5]
[2328914,"Asbury Foodservice","MAXX ICE","Commercial Ice Makers","MIM475H",null,"Ice Making Head","Batch",356,5.5]
[2328915,"Asbury Foodservice","MAXX ICE","Commercial Ice Makers","MIM500N",null,"Ice Making Head","Batch",356,5.5]
[2328916,"Asbury Foodservice","MAXX ICE","Commercial Ice Makers","MIM500NH",null,"Ice Making Head","Batch",356,5.5]
[2357201,"Asbury Foodservice","MAXX ICE","Commercial Ice Makers","MIM150",null,"Self Contained Unit","Batch",100,8.09]
[2357202,"Asbury Foodservice","MAXX ICE","Commercial Ice Makers","MIM150H",null,"Self Contained Unit","Batch",100,8.09]
[2357203,"Asbury Foodservice","MAXX ICE","Commercial Ice Makers","MIM150N",null,"Self Contained Unit","Batch",100,8.09]
[2357204,"Asbury Foodservice","MAXX ICE","Commercial Ice Makers","MIM150NH",null,"Self Contained Unit","Batch",100,8.09]
[2664663,"Asbury Foodservice","West Bend","WB490BIMUSS","WB490BIMUSS",null,"Self Contained Unit","Batch",50,9.7100000000000009]
[2327107,"Felix Storch, Inc.","Summit","BIM44G","BIM44G",null,"Self Contained Unit","Batch",50,9.7100000000000009]
[2357148,"Felix Storch, Inc.","Summit","Commercial Ice Makers","BIM44GADA",null,"Self Contained Unit","Batch",50,9.7100000000000009]
[2357149,"Felix Storch, Inc.","Summit","Commercial Ice Makers","BIM44GCSS",null,"Self Contained Unit","Batch",50,9.7100000000000009]
[2357150,"Felix Storch, Inc.","Summit","Commercial Ice Makers","BIM44GCSSADA",null,"Self Contained Unit","Batch",50,9.7100000000000009]
[2357151,"Felix Storch, Inc.","Summit","Commercial Ice Makers","BIM47OS",null,"Self Contained Unit","Batch",50,9.7100000000000009]
[2357152,"Felix Storch, Inc.","Summit","Commercial Ice Makers","BIM47OSADA",null,"Self Contained Unit","Batch",50,9.7100000000000009]
[2349134,"Follett Products, LLC","Follett","UCD100A30-CF","UCD100A30-CF",",,Additional Model Name - UCD100A30","Self Contained Unit","Continuous",90,10]
[2349135,"Follett Products, LLC","Follett","UCD100A30-NF","UCD100A30-NF",",,Additional Model Name - UCD100A30","Self Contained Unit","Continuous",90,10]
[2349157,"Follett Products, LLC","Follett","UCD100A30ADA-CF","UCD100A30ADA-CF",",,Additional Model Name - UCD100A30ADA","Self Contained Unit","Continuous",90,10]
[2349158,"Follett Products, LLC","Follett","UCD100A30ADA-NF","UCD100A30ADA-NF",",,Additional Model Name - UCD100A30ADA","Self Contained Unit","Continuous",90,10]
[2371461,"Follett Products, LLC","Follett","MCD425A","MCD425A","MCD425ABS,MCD425ABS,; MCD425ABT,MCD425ABT,; MCD425AHS,MCD425AHS,; MCD425AHT,MCD425AHT,; MCD425AVS,MCD425AVS,","Ice Making Head","Continuous",351,6.06]
[2371463,"Follett Products, LLC","Follett","HCF1010RBS","HCF1010RBS","HCF1010RBT,HCF1010RBT,; HCF1010RHS,HCF1010RHS,; HCF1010RHT,HCF1010RHT,; HCF1010RJS,HCF1010RJS,; HCF1010RMS,HCF1010RMS,; HCF1010RPS,HCF1010RPS,; HCF1010RVS,HCF1010RVS,; HMF1010RBS,HMF1010RBS,; HMF1010RBT,HMF1010RBT,; HMF1010RHS,HMF1010RHS,; HMF1010RHT,HMF1010RHT,; HMF1010RJS,HMF1010RJS,; HMF1010RVS,HMF1010RVS,","Remote Condensing Unit","Continuous",770,3.88]
[2371464,"Follett Products, LLC","Follett","HCF2110R","HCF2110R","HCF2110RBS,HCF2110RBS,; HCF2110RBT,HCF2110RBT,; HCF2110RHS,HCF2110RHS,; HCF2110RHT,HCF2110RHT,; HCF2110RJS,HCF2110RJS,; HCF2110RMS,HCF2110RMS,; HCF2110RPS,HCF2110RPS,; HCF2110RVS,HCF2110RVS,; HMF2110RBS,HMF2110RBS,; HMF2110RBT,HMF2110RBT,; HMF2110RHS,HMF2110RHS,; HMF2110RHT,HMF2110RHT,; HMF2110RJS,HMF2110RJS,; HMF2110RVS,HMF2110RVS,","Remote Condensing Unit","Continuous",1632,3.21]
[2366832,"Scotsman Ice Systems","Scotsman","Scotsman","UF0915A-1A",null,"Self Contained Unit","Continuous",76,9.6]
[2366833,"Scotsman Ice Systems","Scotsman","Scotsman","UN1520A-1A",null,"Self Contained Unit","Continuous",125,6.37]
[2366834,"Scotsman Ice Systems","Scotsman","Scotsman","UN1215A-1A",null,"Self Contained Unit","Continuous",84,8.09]
[2366835,"Scotsman Ice Systems","Scotsman","Scotsman","UN0815A-1A",null,"Self Contained Unit","Continuous",55,9.39]
[2369703,"Scotsman Ice Systems","Scotsman","Scotsman","UC2024SA-1A",null,"Self Contained Unit","Batch",166,6.27]
[2369704,"Scotsman Ice Systems","Scotsman","Scotsman","UC2024MA-1A",null,"Self Contained Unit","Batch",166,6.27]
[2370679,"Scotsman Ice Systems","Scotsman","Scotsman","NS0922A-1A",null,"Ice Making Head","Continuous",740,4.7300000000000004]
[2370685,"Scotsman Ice Systems","Scotsman","Scotsman","NS0922A-32A",null,"Ice Making Head","Continuous",740,4.7300000000000004]
[2412048,"Scotsman Ice Systems","Scotsman","Prodigy ELITE®","MC0630MR-32A",null,"Remote Condensing Unit","Batch",540,5.35]
[2412049,"Scotsman Ice Systems","Scotsman","Prodigy ELITE®","MC0630SR-32A",null,"Remote Condensing Unit","Batch",540,5.35]
[2412050,"Scotsman Ice Systems","Scotsman","Prodigy ELITE®","MC1448MA-32A",null,"Ice Making Head","Batch",1296,4.25]
[2412051,"Scotsman Ice Systems","Scotsman","Prodigy ELITE®","MC1448MA-3A",null,"Ice Making Head","Batch",1296,4.25]
[2412052,"Scotsman Ice Systems","Scotsman","Prodigy ELITE®","MC1448SA-32A",null,"Ice Making Head","Batch",1296,4.25]
[2412073,"Scotsman Ice Systems","Scotsman","Prodigy ELITE®","MC1448SA-3A",null,"Ice Making Head","Batch",1296,4.25]
[3417476,"Scotsman Ice Systems","Scotsman","FS1222A-32B","FS1222A-32B",null,"Ice Making Head","Continuous",861,4.5999999999999996]
[3417477,"Scotsman Ice Systems","Scotsman","FS1222A-3B","FS1222A-3B",null,"Ice Making Head","Continuous",861,4.5999999999999996]
[2362704,"Thor Group","THOR KITCHEN","TIM1501","TIM1501",",,Compressor HYE60Y42","Self Contained Unit","Batch",50,9.7100000000000009]
[2395191,"True Manufacturing (True Food Service Equipment)","True Refrigeration","TUIADA-15-**-A~*-***-***","TUIADA-15-**-A~*-***-***",",TUI-15-*-**-D,; ,TUI-15-*-**-D~DSK-***-H**,; ,TUI-15-*-SS-D~H**,","Self Contained Unit","Batch",82,6]
[2408294,"True Manufacturing (True Food Service Equipment)","True Refrigeration","TI-630-MA-S1-A~*-#","TI-630-MA-S1-A~*-#",",TCIM-630-HA1-A~*-#,","Ice Making Head","Batch",556,3.95]
[3361186,"True Manufacturing (True Food Service Equipment)","True Refrigeration","TCIM-530-HA1-A~*-#","TCIM-530-HA1-A~*-#",null,"Ice Making Head","Batch",489,3.92]
[3361187,"True Manufacturing (True Food Service Equipment)","True Refrigeration","TI-522-MA-S1-A~*-#","TI-522-MA-S1-A~*-#",",TCIM-522-HA1-A~*-#,","Ice Making Head","Batch",485,4.1900000000000004]
[3361188,"True Manufacturing (True Food Service Equipment)","True Refrigeration","TCIM-622-HA1-A~*-#","TCIM-622-HA1-A~*-#",null,"Ice Making Head","Batch",544,4.1500000000000004]
[2401559,"U-Line Corporation","Marvel","MPNP415-IS81A","MPNP415-IS81A",null,"Self Contained Unit","Continuous",90,10]
[2401562,"U-Line Corporation","Marvel","MPNP415-SS81A","MPNP415-SS81A",null,"Self Contained Unit","Continuous",90,10]
[2349132,"U-Line Corporation","U-Line","UANB115-SS01A","UANB115-SS01A",",,Additional Model Name - N315","Self Contained Unit","Continuous",90,10]
[2349133,"U-Line Corporation","U-Line","UANP115-SS01A","UANP115-SS01A",",,Additional Model Name - N315","Self Contained Unit","Continuous",90,10]
[2349136,"U-Line Corporation","U-Line","UCNB115-SS01A","UCNB115-SS01A",",,Additional Model Name - N315","Self Contained Unit","Continuous",90,10]
[2349137,"U-Line Corporation","U-Line","UCNP115-SS01A","UCNP115-SS01A",",,Additional Model Name - N315","Self Contained Unit","Continuous",90,10]
[2349138,"U-Line Corporation","U-Line","UHNB115-IS01A","UHNB115-IS01A",",,Additional Model Name - N115","Self Contained Unit","Continuous",90,10]
[2349139,"U-Line Corporation","U-Line","UHNB115-IS01B","UHNB115-IS01B",",,Additional Model Name - N315","Self Contained Unit","Continuous",90,10]
[2349140,"U-Line Corporation","U-Line","UHNB115-SS01A","UHNB115-SS01A",",,Additional Model Name - N115","Self Contained Unit","Continuous",90,10]
[2349141,"U-Line Corporation","U-Line","UHNB115-SS01B","UHNB115-SS01B",",,Additional Model Name - N315","Self Contained Unit","Continuous",90,10]
[2349142,"U-Line Corporation","U-Line","UHNB315-IS01A","UHNB315-IS01A",",,Additional Model Name - N315","Self Contained Unit","Continuous",90,10]
[2349143,"U-Line Corporation","U-Line","UHNB315-SS01A","UHNB315-SS01A",",,Additional Model Name - N315","Self Contained Unit","Continuous",90,10]
[2349144,"U-Line Corporation","U-Line","UHNP115-IS01A","UHNP115-IS01A",",,Additional Model Name - N115","Self Contained Unit","Continuous",90,10]
[2349145,"U-Line Corporation","U-Line","UHNP115-IS01B","UHNP115-IS01B",",,Additional Model Name - N315","Self Contained Unit","Continuous",90,10]
[2349146,"U-Line Corporation","U-Line","UHNP115-SS01A","UHNP115-SS01A",",,Additional Model Name - N115","Self Contained Unit","Continuous",90,10]
[2349147,"U-Line Corporation","U-Line","UHNP115-SS01B","UHNP115-SS01B",",,Additional Model Name - N315","Self Contained Unit","Continuous",90,10]
[2349148,"U-Line Corporation","U-Line","UHNP315-IS01A","UHNP315-IS01A",",,Additional Model Name - N315","Self Contained Unit","Continuous",90,10]
[2349149,"U-Line Corporation","U-Line","UHNP315-IS02A","UHNP315-IS02A",",,Additional Model Name - N315","Self Contained Unit","Continuous",90,10]
[2349150,"U-Line Corporation","U-Line","UHNP315-SS01A","UHNP315-SS01A",",,Additional Model Name - N315","Self Contained Unit","Continuous",90,10]
[2349151,"U-Line Corporation","U-Line","UKNB115-SS01A","UKNB115-SS01A",",,Additional Model Name - N315","Self Contained Unit","Continuous",90,10]
[2349152,"U-Line Corporation","U-Line","UKNP115-SS01A","UKNP115-SS01A",",,Additional Model Name - N315","Self Contained Unit","Continuous",90,10]
[2349153,"U-Line Corporation","U-Line","UONB115-SS01A","UONB115-SS01A",",,Additional Model Name - N115","Self Contained Unit","Continuous",90,10]
[2349154,"U-Line Corporation","U-Line","UONB115-SS01B","UONB115-SS01B",",,Additional Model Name - N315","Self Contained Unit","Continuous",90,10]
[2349155,"U-Line Corporation","U-Line","UONP115-SS01A","UONP115-SS01A",",,Additional Model Name - N115","Self Contained Unit","Continuous",90,10]
[2349156,"U-Line Corporation","U-Line","UONP115-SS01B","UONP115-SS01B",",,Additional Model Name - N315","Self Contained Unit","Continuous",90,10]
[2401560,"U-Line Corporation","U-Line","UHNP315-SS81A","UHNP315-SS81A",null,"Self Contained Unit","Continuous",90,10]
[2401561,"U-Line Corporation","U-Line","UHNP315-IS81A","UHNP315-IS81A",null,"Self Contained Unit","Continuous",90,10]
[2324711,"Yindu Kitchen Equipment Co., LTD","ATOSA","YR450-AP-161","YR450-AP-161",null,"Ice Making Head","Batch",403,5.0999999999999996]
[2324712,"Yindu Kitchen Equipment Co., LTD","ATOSA","YR280-AP-161","YR280-AP-161",null,"Self Contained Unit","Batch",236,6.1]
[2324713,"Yindu Kitchen Equipment Co., LTD","ATOSA","YR140-AP-161","YR140-AP-161",null,"Self Contained Unit","Batch",101,7.2]
[2334862,"Yindu Kitchen Equipment Co., LTD","ATOSA","YR800-AP-261","YR800-AP-261",null,"Ice Making Head","Batch",666,4.9000000000000004]
[2361244,"Yindu Kitchen Equipment Co., LTD","ATOSA","HD350-AP-161","HD350-AP-161",null,"Self Contained Unit","Batch",352,5.87]
[3388003,"Yindu Kitchen Equipment Co., LTD","ATOSA","YR450S-AP-161","YR450S-AP-161",null,"Ice Making Head","Batch",403,5.08]

{"sheet":"Convection_Ovens","index":9,"n_rows":30,"n_cols":6,"rows_kept":30,"cut":false,"hidden":false,"merged":[[1,0,1,5]]}
[]
["   Convection Ovens   v.2024"]
["ENERGY STAR® Unique ID","Brand Name","Model Number","Additional Model Information","Fuel Type","Incentive"]
[2406681,"UNOX S.p.A.","XAF*-03FS-E***-***","","Electric",200]
[2406721,"UNOX S.p.A.","XAF*-03HS-E***-***","","Electric",200]
[2406813,"UNOX S.p.A.","XAF*-03HS-L***-***","","Electric",200]
[2406818,"UNOX S.p.A.","XAF*-04FS-E***-***","","Electric",200]
[2406820,"UNOX S.p.A.","XAF*-04HS-E***-***","","Electric",200]
[2406798,"UNOX S.p.A.","XEF*-03EU-****-***","","Electric",200]
[2406799,"UNOX S.p.A.","XEF*-03HS-E****-***","","Electric",200]
[2406800,"UNOX S.p.A.","XEF*-04EU-E***-***","","Electric",200]
[2406719,"UNOX S.p.A.","XEF*-04HS-E***-***","","Electric",200]
[2406801,"UNOX S.p.A.","XEF*-06EU-E***-***","","Electric",200]
[2406802,"UNOX S.p.A.","XEF*-06FS-E***-***","","Electric",200]
[2406803,"UNOX S.p.A.","XEF*-06FS-E***-SW","","Electric",200]
[2406727,"Hobart","HEC201D","HEC202D,HEC202D,","Electric",200]
[2406726,"Vulcan","ECO2D","ECO22D,ECO22D,","Electric",200]
[2406724,"Vulcan","VC4ED","VC44EC, VC44ED, VC4EC, VC66EC, VC66ED, VC6EC, VC6ED, X, VC5ED, VC55ED,VC44EC, VC44ED, VC4EC, VC66EC, VC66ED, VC6EC, VC6ED, X, VC5ED, VC55ED,","Electric",200]
[2407806,"Alto-Shaam - PROformance or Prodigi Pro","CTP7-20E","","Electric",200]
[2407750,"Blodgett","CTB-5.6",",CTB/R-5.6,","Electric",200]
[2407873,"Blodgett","CTB-6.8",",CTB/R-6.8,","Electric",200]
[2407747,"Blodgett","CTB-8",",CTB/R-8,","Electric",200]
[2406821,"Blodgett","HV-100E",",HVH-100E,","Electric",200]
[2406731,"Moffat Limited","E32D4","","Electric",200]
[2406730,"Moffat Limited","E32D5","E32T5,E32T5,","Electric",200]
[2406729,"Moffat Limited","E33T5","E33D5,E33D5,","Electric",200]
[2409654,"Blodgett","Zephaire 100 E",",BDO 100 E,; ,MARK V 100 K12,; ,MARK V 100,; ,SHO 100 E,","Electric",200]
[2494946,"Blodgett","Zephaire 200 E",",MARK V 200 K12,; ,MARK V 200,","Electric",200]
[3360650,"Hobart","HEC501D","HEC501, HEC501DX, HEC501X, HEC502, HEC502D, HEC502DX, HEC502,HEC501, HEC501DX, HEC501X, HEC502, HEC502D, HEC502DX, HEC503,","Electric",200]
[3360651,"Wolf","WC4ED","WC4ED-ESF, WC44ED, WC44ED-SEF, WC4EC, WC4EC-SEF, WC44EC, WC44EC-SEF,WC4ED-ESF, WC44ED, WC44ED-SEF, WC4EC, WC4EC-SEF, WC44EC, WC44EC-SEF,","Electric",200]

{"sheet":"Convection_Ovens_Q","index":10,"n_rows":43,"n_cols":9,"rows_kept":43,"cut":false,"hidden":true,"merged":[]}
["pd_id","energy_star_partner","brand_name","model_name","model_number","additional_model_information","heat_source_fuel_type","input_rate_btu_h","gas_oven_steam_mode_electric_idle_energy_rate_kw"]
[2631792,"Imperial Commercial Cooking Equipment","Imperial","PCV-1","PCV-1",null,"Gas",62115]
[2631793,"Imperial Commercial Cooking Equipment","Imperial","PCV-2","PCV-2",null,"Gas",62115]
[2631772,"Imperial Commercial Cooking Equipment","Imperial","PCVG-1","PCVG-1","PCVG-1,PCV-1,","Gas",62115]
[2631791,"Imperial Commercial Cooking Equipment","Imperial","PCVG-2","PCVG-2",null,"Gas",62115]
[2406731,"Moffat Limited","Moffat Limited","E32D4","E32D4",null,"Electric"]
[2406730,"Moffat Limited","Moffat Limited","E32D5","E32D5","E32T5,E32T5,","Electric"]
[2406729,"Moffat Limited","Moffat Limited","E33T5","E33T5","E33D5,E33D5,","Electric"]
[3360649,"MVP Group Corp.","IKON","IGCO","IGCO",",IGCO-2,","Gas",54000]
[2407806,"Alto-Shaam, Inc.","Alto-Shaam - PROformance or Prodigi Pro","CTP7-20E","CTP7-20E",null,"Electric"]
[2407750,"Blodgett Oven Company","Blodgett","CTB-5.6","CTB-5.6",",CTB/R-5.6,","Electric"]
[2407873,"Blodgett Oven Company","Blodgett","CTB-6.8","CTB-6.8",",CTB/R-6.8,","Electric"]
[2407747,"Blodgett Oven Company","Blodgett","CTB-8","CTB-8",",CTB/R-8,","Electric"]
[2407748,"Blodgett Oven Company","Blodgett","DFG-100-ES","DFG-100-ES",",BDO-100-G-ES,; ,DFG-100-K12-ES,; ,Zephaire-100-G-ES,","Gas",45000]
[2406821,"Blodgett Oven Company","Blodgett","HV-100E","HV-100E",",HVH-100E,","Electric"]
[2406610,"Blodgett Oven Company","Blodgett","HV-100G","HV-100G",",HVH-100G,","Gas",60000]
[2409654,"Blodgett Oven Company","Blodgett","Zephaire 100 E","Zephaire 100 E",",BDO 100 E,; ,MARK V 100 K12,; ,MARK V 100,; ,SHO 100 E,","Electric"]
[2494946,"Blodgett Oven Company","Blodgett","Zephaire 200 E","Zephaire 200 E",",MARK V 200 K12,; ,MARK V 200,","Electric"]
[2407749,"Blodgett Oven Company","Blodgett","Zephaire-200-G-ES","Zephaire-200-G-ES",",DFG-200-ES,; ,DFG-200-K12-ES,","Gas",50000]
[2452929,"Revent International AB","Revent","ONE39","ONE39",null,"Gas",88813]
[2430178,"Royal Range Of California, Inc.","Royal Range","RCOS-1","RCOS-1","RCOS-2,,","Gas",70000]
[2406681,"UNOX S.p.A.","UNOX S.p.A.","XAF*-03FS-E***-***","XAF*-03FS-E***-***",null,"Electric"]
[2406721,"UNOX S.p.A.","UNOX S.p.A.","XAF*-03HS-E***-***","XAF*-03HS-E***-***",null,"Electric"]
[2406813,"UNOX S.p.A.","UNOX S.p.A.","XAF*-03HS-L***-***","XAF*-03HS-L***-***",null,"Electric"]
[2406818,"UNOX S.p.A.","UNOX S.p.A.","XAF*-04FS-E***-***","XAF*-04FS-E***-***",null,"Electric"]
[2406820,"UNOX S.p.A.","UNOX S.p.A.","XAF*-04HS-E***-***","XAF*-04HS-E***-***",null,"Electric"]
[2406793,"UNOX S.p.A.","UNOX S.p.A.","XAVC-1011-GP*-*","XAVC-1011-GP*M-***",null,"Gas",81891,3190]
[2406798,"UNOX S.p.A.","UNOX S.p.A.","XEF*-03EU-****-***","XEF*-03EU-****-***",null,"Electric"]
[2406799,"UNOX S.p.A.","UNOX S.p.A.","XEF*-03HS-E****-***","XEF*-03HS-E****-***",null,"Electric"]
[2406800,"UNOX S.p.A.","UNOX S.p.A.","XEF*-04EU-E***-***","XEF*-04EU-E***-***",null,"Electric"]
[2406719,"UNOX S.p.A.","UNOX S.p.A.","XEF*-04HS-E***-***","XEF*-04HS-E***-***",null,"Electric"]
[2406801,"UNOX S.p.A.","UNOX S.p.A.","XEF*-06EU-E***-***","XEF*-06EU-E***-***",null,"Electric"]
[2406802,"UNOX S.p.A.","UNOX S.p.A.","XEF*-06FS-E***-***","XEF*-06FS-E***-***",null,"Electric"]
[2406803,"UNOX S.p.A.","UNOX S.p.A.","XEF*-06FS-E***-SW","XEF*-06FS-E***-SW",null,"Electric"]
[2406727,"Vulcan (A division of ITW Food Equipment Group)","Hobart","HEC201D","HEC201D","HEC202D,HEC202D,","Electric"]
[3360650,"Vulcan (A division of ITW Food Equipment Group)","Hobart","HEC501D","HEC501D","HEC501, HEC501DX, HEC501X, HEC502, HEC502D, HEC502DX, HEC502,HEC501, HEC501DX, HEC501X, HEC502, HEC502D, HEC502DX, HEC503,","Electric"]
[3360652,"Vulcan (A division of ITW Food Equipment Group)","Hobart","HGC501D","HGC501D","HGC501, HGC501D, HGC501DX, HGC501X, HGC502, HGC502D, HGC502DX, HGC502X,HGC501, HGC501D, HGC501DX, HGC501X, HGC502, HGC502D, HGC502DX, HGC502X,","Gas",47779]
[2406726,"Vulcan (A division of ITW Food Equipment Group)","Vulcan","ECO2D","ECO2D","ECO22D,ECO22D,","Electric"]
[2406833,"Vulcan (A division of ITW Food Equipment Group)","Vulcan","SG4","SG4","SG44, SG6, SG66,SG44, SG6, SG66,","Gas",59312]
[2406724,"Vulcan (A division of ITW Food Equipment Group)","Vulcan","VC4ED","VC4ED","VC44EC, VC44ED, VC4EC, VC66EC, VC66ED, VC6EC, VC6ED, X, VC5ED, VC55ED,VC44EC, VC44ED, VC4EC, VC66EC, VC66ED, VC6EC, VC6ED, X, VC5ED, VC55ED,","Electric"]
[2406682,"Vulcan (A division of ITW Food Equipment Group)","Vulcan","VC4GD","VC4GD","VC4GC, VC6GC, VC6GD, VC44GC, VC44GD, VC66GC, VC66GD,  VC5GD, VC55GD,VC4GC, VC6GC, VC6GD, VC44GC, VC44GD, VC66GC, VC66GD,  VC5GD, VC55GD,","Gas",47779]
[3360651,"Vulcan (A division of ITW Food Equipment Group)","Wolf","WC4ED","WC4ED","WC4ED-ESF, WC44ED, WC44ED-SEF, WC4EC, WC4EC-SEF, WC44EC, WC44EC-SEF,WC4ED-ESF, WC44ED, WC44ED-SEF, WC4EC, WC4EC-SEF, WC44EC, WC44EC-SEF,","Electric"]
[3361141,"Vulcan (A division of ITW Food Equipment Group)","Wolf","WC4GD","WC4GD","WC4GD-SEF, WC44GD, WC44GD-SEF, WC4GC, WC4GC-SEF, WC44GC, WC44GC-SEF,WC4GD-SEF, WC44GD, WC44GD-SEF, WC4GC, WC4GC-SEF, WC44GC, WC44GC-SEF,","Gas",47779]

{"sheet":"Combination_Ovens","index":11,"n_rows":60,"n_cols":7,"rows_kept":60,"cut":false,"hidden":false,"merged":[[1,0,1,6]]}
[]
["   Combination Ovens   v.2024"]
["ENERGY STAR® Unique ID","Brand Name","Model Name","Model Number","Additional Model Information","Fuel Type","Incentive"]
[2407122,"Rational AG","iCombiPro 10-half elec.","LM100DE","10-1/1 elec.","Electric",650]
[2407119,"Rational AG","iCombiPro 10-full elec.","LM100EE","10-2/1 elec.","Electric",1400]
[2407121,"Rational AG","iCombiPro 20-half elec.","LM100FE","20-1/1 elec.","Electric",1400]
[2407128,"Rational AG","iCombiClassic 6-half elec.","LM200BE","6-1/1 elec.","Electric",650]
[2407126,"Rational AG","iCombiClassic 6-full elec.","LM200CE","6-2/1 elec.","Electric",650]
[2407125,"Rational AG","iCombiClassic 10-half elec.","LM200DE","10-1/1 elec.","Electric",650]
[2406720,"UNOX S.p.A.","XACC-0513-EP*M-***","XACC-0513-EP*M-***","","Electric",650]
[2406789,"UNOX S.p.A.","XAVC-0511-EP*M-***","XAVC-0511-EP*M-***","","Electric",650]
[2406790,"UNOX S.p.A.","XAVC-06FS-EP*M-***","XAVC-06FS-EP*M-***","","Electric",650]
[2406794,"UNOX S.p.A.","XAVC-1011-EP*M-***","XAVC-1011-EP*M-***","","Electric",650]
[2406792,"UNOX S.p.A.","XAVC-10FS-EP*M-***","XAVC-10FS-EP*M-***","","Electric",1400]
[2406797,"UNOX S.p.A.","XECL-2013-YP*S-***","XECL-2013-YP*S-***","","Electric",1400]
[2406804,"UNOX S.p.A.","XEVC-0511-EP*M-***","XEVC-0511-EP*M-***","","Electric",650]
[2406805,"UNOX S.p.A.","XEVC-0711-EP*M-***","XEVC-0711-EP*M-***","","Electric",650]
[2406807,"UNOX S.p.A.","XEVC-1011-EP*M-***","XEVC-1011-EP*M-***","","Electric",650]
[2406809,"UNOX S.p.A.","XEVL-2011-DP*S-***","XEVL-2011-DP*S-***","","Electric",1400]
[2406811,"UNOX S.p.A.","XEVL-2011-YP*S-***","XEVL-2011-YP*S-***","","Electric",1400]
[2406812,"UNOX S.p.A.","XEVL-2021-GP*S-***","XEVL-2021-GP*S-***","","Electric",1400]
[2404399,"Atosa, STARBRIDGE","EPA-0621E2","EPA-0621E2","AEC-0621E","Electric",650]
[2404400,"Atosa, STARBRIDGE","EPA-0711E2","EPA-0711E2","AEC-0711E","Electric",650]
[2404397,"Atosa, STARBRIDGE","EPA-1011E2","EPA-1011E2","AEC-1011E","Electric",650]
[2404398,"Atosa, STARBRIDGE","EPA-1021E3","EPA-1021E3","AEC-1021E","Electric",1400]
[2407120,"Rational AG","iCombiPro 6-half elec.","LM100BE","6-1/1 elec.","Electric",650]
[2407117,"Rational AG","iCombiPro 6-full elec.","LM100CE","6-2/1 elec.","Electric",650]
[2408390,"Electrolux Professional","COE11T30","COE11T30","COE11D30, COE11D3K, COE11T3K","Electric",650]
[2408470,"Electrolux Professional","COE12T30","COE12T30","COE12D30, COE12D3K, COE12T3K","Electric",1400]
[2408392,"Electrolux Professional","COE62T30","COE62T30","COE62D30, COE62D3K, COE62T3K","Electric",650]
[2470756,"Henny Penny","FPE115","115","","Electric",650]
[2470751,"Henny Penny","FPE121","121","","Electric",1400]
[2470754,"Henny Penny","FPE215","215","","Electric",1400]
[2470758,"Henny Penny","FSE610","610","","Electric",650]
[2470750,"Henny Penny","FPE621","621","","Electric",650]
[2452996,"Retigo s.r.o.","B 1011 i","B 1011 i","","Electric",650]
[2470755,"MKN Maschinenfabrik Kurt Neubauer GmbH & Co.KG","FKECOD115T","115","","Electric",650]
[2470752,"MKN Maschinenfabrik Kurt Neubauer GmbH & Co.KG","FKECOD121T","121","","Electric",1400]
[2470753,"MKN Maschinenfabrik Kurt Neubauer GmbH & Co.KG","FKECOD215T","215","","Electric",1400]
[2470757,"MKN Maschinenfabrik Kurt Neubauer GmbH & Co.KG","SKECOD610T","610","","Electric",650]
[2470749,"MKN Maschinenfabrik Kurt Neubauer GmbH & Co.KG","FKECOD621T","621","","Electric",650]
[2453106,"Convotherm","C4eD 6.20 EB","C4eD 6.20 EB","","Electric",650]
[2453107,"Convotherm","C4eD 6.20 EB-N","C4eD 6.20 EB-N","","Electric",650]
[2409295,"Convotherm","C4eD 6.20 ES","C4eD 6.20 ES","","Electric",650]
[2409294,"Convotherm","C4eD 6.20 ES-N","C4eD 6.20 ES-N","","Electric",650]
[2409299,"Convotherm","C4eT 6.20 EB","C4eT 6.20 EB","","Electric",650]
[2409298,"Convotherm","C4eT 6.20 EB-N","C4eT 6.20 EB-N","","Electric",650]
[2409296,"Convotherm","C4eT 6.20 ES","C4eT 6.20 ES","","Electric",650]
[2409297,"Convotherm","C4eT 6.20 ES-N","C4eT 6.20 ES-N","","Electric",650]
[2581056,"UNOX S.p.A.","XEDA-1011-EX*S","XEDA-1011-EX*S-***","","Electric",650]
[2581060,"UNOX S.p.A.","XEDA-1021-EX*S","XEDA-1021-EX*S-***","","Electric",1400]
[2581068,"UNOX S.p.A.","XEDA-1021-EX*S-SL","XEDA-1021-EX*S-SL","","Electric",1400]
[2581067,"UNOX S.p.A.","XELA-10EU-EXRS","XELA-10EU-EX*S-***","","Electric",650]
[2581055,"UNOX S.p.A.","XEDA-0611-EX*S","XEDA-0611-EX*S-***","","Electric",650]
[2581053,"UNOX S.p.A.","XEDA-0621-EX*S","XEDA-0621-EX*S-***","","Electric",650]
[2649776,"Angelo Po","FX82E3T","FX82E3T","FX82E3,FX82E3,Available in 208V, 240V and 480V; FX82E3CT,FX82E3CT,Available in 208V, 240V and 480V; FX82E3R,FX82E3R,Available in 208V, 240V and 480V; FX82E3TR,FX82E3TR,Available in 208V, 240V and 480V","Electric",650]
[2635633,"Blodgett","BCT-62","BCT-62","BCT-62E","Electric",650]
[2765505,"Vulcan","TCM-102E","TCM-102E","","Electric",1400]
[2636219,"Henny Penny","FSEN610","610","","Electric",650]
[2814190,"Retigo s.r.o.","B 621 i","B 621 i","","Electric",650]

{"sheet":"Combination_Ovens_Q","index":12,"n_rows":107,"n_cols":8,"rows_kept":107,"cut":false,"hidden":true,"merged":[]}
["pd_id","energy_star_partner","brand_name","model_name","model_number","additional_model_information","heat_source_fuel_type","half_size_and_full_size_steam_pan_capacity"]
[2409299,"Convotherm (A division of Welbilt)","Convotherm","C4eT 6.20 EB","C4eT 6.20 EB",null,"Electric",14]
[2409298,"Convotherm (A division of Welbilt)","Convotherm","C4eT 6.20 EB-N","C4eT 6.20 EB-N",null,"Electric",14]
[2409296,"Convotherm (A division of Welbilt)","Convotherm","C4eT 6.20 ES","C4eT 6.20 ES",null,"Electric",14]
[2409297,"Convotherm (A division of Welbilt)","Convotherm","C4eT 6.20 ES-N","C4eT 6.20 ES-N",null,"Electric",14]
[2409309,"Convotherm (A division of Welbilt)","Convotherm","C4eT 6.20 GB","C4eT 6.20 GB",null,"Gas",14]
[2409302,"Convotherm (A division of Welbilt)","Convotherm","C4eT 6.20 GB-N","C4eT 6.20 GB-N",null,"Gas",14]
[2409293,"Convotherm (A division of Welbilt)","Convotherm","C4eT 6.20 GS","C4eT 6.20 GS",null,"Gas",14]
[2409292,"Convotherm (A division of Welbilt)","Convotherm","C4eT 6.20 GS-N","C4eT 6.20 GS-N",null,"Gas",14]
[2402104,"Convotherm (A division of Welbilt)","Convotherm","OES6.10 Mini","OES6.10 Mini",null,"Electric",4]
[2408390,"Electrolux Professional","Electrolux Professional","COE11T30","COE11T30",",COE11D30,; ,COE11D3K,; ,COE11T3K,","Electric",10]
[2408470,"Electrolux Professional","Electrolux Professional","COE12T30","COE12T30",",COE12D30,; ,COE12D3K,; ,COE12T3K,","Electric",20]
[2408392,"Electrolux Professional","Electrolux Professional","COE62T30","COE62T30",",COE62D30,; ,COE62D3K,; ,COE62T3K,","Electric",12]
[2408393,"Electrolux Professional","Electrolux Professional","COG11T30","COG11T30",",COG11D30,; ,COG11D3K,; ,COG11T3K,","Gas",10]
[2408418,"Electrolux Professional","Electrolux Professional","COG12T30","COG12T30",",COG12D30,; ,COG12D3K,; ,COG12T3K,","Gas",20]
[2408391,"Electrolux Professional","Electrolux Professional","COG61T30","COG61T30",",COG61D30,; ,COG61D3K,; ,COG61T3K,","Gas",6]
[2452893,"Electrolux Professional","Electrolux Professional","COG62T30","COG62T30",",COG62D30,; ,COG62D3K,; ,COG62T3K,","Gas",12]
[2765505,"Hobart Corporation (A division of ITW Food Equipment Group)","Vulcan","TCM-102E","TCM-102E",null,"Electric",20]
[2407120,"Rational","Rational AG","iCombiPro 6-half elec.","LM100BE",",,6-1/1 elec.","Electric",6]
[2407114,"Rational","Rational AG","iCombiPro 6-half gas","LM100BG",",,6-1/1 gas","Gas",6]
[2407117,"Rational","Rational AG","iCombiPro 6-full elec.","LM100CE",",,6-2/1 elec.","Electric",12]
[2407111,"Rational","Rational AG","iCombiPro 6-full gas","LM100CG",",,6-2/1 gas","Gas",12]
[2407122,"Rational","Rational AG","iCombiPro 10-half elec.","LM100DE",",,10-1/1 elec.","Electric",10]
[2407115,"Rational","Rational AG","iCombiPro 10-half gas","LM100DG",",,10-1/1 gas","Gas",10]
[2407119,"Rational","Rational AG","iCombiPro 10-full elec.","LM100EE",",,10-2/1 elec.","Electric",20]
[2407116,"Rational","Rational AG","iCombiPro 10-full gas","LM100EG",",,10-2/1 gas","Gas",20]
[2407121,"Rational","Rational AG","iCombiPro 20-half elec.","LM100FE",",,20-1/1 elec.","Electric",20]
[2407112,"Rational","Rational AG","iCombiPro 20-half gas","LM100FG",",,20-1/1 gas","Gas",20]
[2407123,"Rational","Rational AG","iCombiPro 20-full elec.","LM100GE",",,20-2/1 elec.","Electric",40]
[2407113,"Rational","Rational AG","iCombiPro 20-full gas","LM100GG",",,20-2/1 gas","Gas",40]
[2407128,"Rational","Rational AG","iCombiClassic 6-half elec.","LM200BE",",,6-1/1 elec.","Electric",6]
[2407127,"Rational","Rational AG","iCombiClassic 6-half gas","LM200BG",",,6-1/1 gas","Gas",6]
[2407126,"Rational","Rational AG","iCombiClassic 6-full elec.","LM200CE",",,6-2/1 elec.","Electric",12]
[2407124,"Rational","Rational AG","iCombiClassic 6-full gas","LM200CG",",,6-2/1 gas","Gas",12]
[2407125,"Rational","Rational AG","iCombiClassic 10-half elec.","LM200DE",",,10-1/1 elec.","Electric",10]
[2452996,"Retigo s.r.o.","Retigo s.r.o.","B 1011 i","B 1011 i",null,"Electric",10]
[2814190,"Retigo s.r.o.","Retigo s.r.o.","B 621 i","B 621 i",null,"Electric",12]
[2470756,"MKN Maschinenfabrik Kurt Neubauer","Henny Penny","FPE115","115",null,"Electric",10]
[2470751,"MKN Maschinenfabrik Kurt Neubauer","Henny Penny","FPE121","121",null,"Electric",20]
[2470754,"MKN Maschinenfabrik Kurt Neubauer","Henny Penny","FPE215","215",null,"Electric",20]
[2470758,"MKN Maschinenfabrik Kurt Neubauer","Henny Penny","FSE610","610",null,"Electric",6]
[2636219,"MKN Maschinenfabrik Kurt Neubauer","Henny Penny","FSEN610","610",null,"Electric",6]
[2470750,"MKN Maschinenfabrik Kurt Neubauer","Henny Penny","FPE621","621",null,"Electric",12]
[2470755,"MKN Maschinenfabrik Kurt Neubauer","MKN Maschinenfabrik Kurt Neubauer GmbH & Co.KG","FKECOD115T","115",null,"Electric",10]
[2470752,"MKN Maschinenfabrik Kurt Neubauer","MKN Maschinenfabrik Kurt Neubauer GmbH & Co.KG","FKECOD121T","121",null,"Electric",20]
[2470753,"MKN Maschinenfabrik Kurt Neubauer","MKN Maschinenfabrik Kurt Neubauer GmbH & Co.KG","FKECOD215T","215",null,"Electric",20]
[2470757,"MKN Maschinenfabrik Kurt Neubauer","MKN Maschinenfabrik Kurt Neubauer GmbH & Co.KG","SKECOD610T","610",null,"Electric",6]
[2470749,"MKN Maschinenfabrik Kurt Neubauer","MKN Maschinenfabrik Kurt Neubauer GmbH & Co.KG","FKECOD621T","621",null,"Electric",12]
[2407118,"Rational","Rational AG","iCombiPro 6-2/3 elec.","LM100AE",",,6-2/3 elec.","Electric",4]
[2407802,"Alto-Shaam, Inc.","Alto-Shaam - PROformance or Prodigi Pro","CTC20-20G","CTC20-20G",null,"Gas",40]
[2407803,"Alto-Shaam, Inc.","Alto-Shaam - PROformance or Prodigi Pro","CTP20-20G","CTP20-20G",null,"Gas",40]
[2407804,"Alto-Shaam, Inc.","Alto-Shaam - PROformance or Prodigi Pro","CTP7-20G","CTP7-20G",null,"Gas",16]
[3391677,"Angelo Po Grandi Cucine S.p.A. con Socio Unico","Angelo Po","FX82G3","FX122E3T","FX122E3,FX122E3,Available in 208V, 240V and 480V; FX122E3C,FX122E3C,Available in 208V, 240V and 480V; FX122E3CT,FX122E3CT,Available in 208V, 240V and 480V; FX122E3TR,FX122E3TR,Available in 208V, 240V and 480V","Electric",24]
[3391678,"Angelo Po Grandi Cucine S.p.A. con Socio Unico","Angelo Po","FX82G3","FX122G3","FX122G3C,FX122G3C,; FX122G3CT,FX122G3CT,; FX122G3T,FX122G3T,; FX122G3TR,FX122G3TR,","Gas",24]
[3391679,"Angelo Po Grandi Cucine S.p.A. con Socio Unico","Angelo Po","FX82G3","FX202E3",null,"Electric",40]
[2649776,"Angelo Po Grandi Cucine S.p.A. con Socio Unico","Angelo Po","FX82E3T","FX82E3T","FX82E3,FX82E3,Available in 208V, 240V and 480V; FX82E3CT,FX82E3CT,Available in 208V, 240V and 480V; FX82E3R,FX82E3R,Available in 208V, 240V and 480V; FX82E3TR,FX82E3TR,Available in 208V, 240V and 480V","Electric",16]
[3391680,"Angelo Po Grandi Cucine S.p.A. con Socio Unico","Angelo Po","FX82G3","FX82G3","FX82G3CT,FX82G3CT,; FX82G3R,FX82G3R,; FX82G3T,FX82G3T,; FX82G3TR,FX82G3TR,","Gas",16]
[2635633,"Blodgett Oven Company","Blodgett","BCT-62","BCT-62",",BCT-62E,","Electric"]
[2409305,"Convotherm (A division of Welbilt)","Convotherm","C4eD 10.20 EB","C4eD 10.20 EB",null,"Electric",22]
[2409306,"Convotherm (A division of Welbilt)","Convotherm","C4eD 10.20 EB-N","C4eD 10.20 EB-N",null,"Electric",22]
[2409303,"Convotherm (A division of Welbilt)","Convotherm","C4eD 10.20 ES-N","C4eD 10.20 ES-N",null,"Electric",22]
[2453106,"Convotherm (A division of Welbilt)","Convotherm","C4eD 6.20 EB","C4eD 6.20 EB",null,"Electric",14]
[2453107,"Convotherm (A division of Welbilt)","Convotherm","C4eD 6.20 EB-N","C4eD 6.20 EB-N",null,"Electric",14]
[2409295,"Convotherm (A division of Welbilt)","Convotherm","C4eD 6.20 ES","C4eD 6.20 ES",null,"Electric",14]
[2409294,"Convotherm (A division of Welbilt)","Convotherm","C4eD 6.20 ES-N","C4eD 6.20 ES-N",null,"Electric",14]
[2409301,"Convotherm (A division of Welbilt)","Convotherm","C4eD 6.20 GB","C4eD 6.20 GB",null,"Gas",14]
[2409300,"Convotherm (A division of Welbilt)","Convotherm","C4eD 6.20 GB-N","C4eD 6.20 GB-N",null,"Gas",14]
[2409328,"Convotherm (A division of Welbilt)","Convotherm","C4eD 6.20 GS","C4eD 6.20 GS",null,"Gas",14]
[2409291,"Convotherm (A division of Welbilt)","Convotherm","C4eD 6.20 GS-N","C4eD 6.20 GS-N",null,"Gas",14]
[2409307,"Convotherm (A division of Welbilt)","Convotherm","C4eT 10.20 EB","C4eT 10.20 EB",null,"Electric",22]
[2409308,"Convotherm (A division of Welbilt)","Convotherm","C4eT 10.20 EB-N","C4eT 10.20 EB-N",null,"Electric",22]
[2409304,"Convotherm (A division of Welbilt)","Convotherm","C4eT 10.20 ES-N","C4eT 10.20 ES-N",null,"Electric",22]
[2406720,"UNOX S.p.A.","UNOX S.p.A.","XACC-0513-EP*M-***","XACC-0513-EP*M-***",null,"Electric",5]
[2406789,"UNOX S.p.A.","UNOX S.p.A.","XAVC-0511-EP*M-***","XAVC-0511-EP*M-***",null,"Electric",5]
[2406790,"UNOX S.p.A.","UNOX S.p.A.","XAVC-06FS-EP*M-***","XAVC-06FS-EP*M-***",null,"Electric",12]
[2406791,"UNOX S.p.A.","UNOX S.p.A.","XAVC-06FS-GP*M-***","XAVC-06FS-GP*M-***",null,"Gas",12]
[2406794,"UNOX S.p.A.","UNOX S.p.A.","XAVC-1011-EP*M-***","XAVC-1011-EP*M-***",null,"Electric",10]
[2406792,"UNOX S.p.A.","UNOX S.p.A.","XAVC-10FS-EP*M-***","XAVC-10FS-EP*M-***",null,"Electric",20]
[2447101,"UNOX S.p.A.","UNOX S.p.A.","XAVC-10FS-GP*M-***","XAVC-10FS-GP*M-***",null,"Gas",20]
[3414145,"UNOX S.p.A.","UNOX S.p.A.","XAVC-10FS-GPa-xx","XAVC-10FS-GP*M-***",null,"Gas",20]
[2581047,"UNOX S.p.A.","UNOX S.p.A.","XAVL-2021-DP*S","XAVL-2021-DP*S-***",null,"Electric",40]
[2406795,"UNOX S.p.A.","UNOX S.p.A.","XAVL-2021-GP*S","XAVL-2021-GP*S-***",null,"Gas",40]
[2406796,"UNOX S.p.A.","UNOX S.p.A.","XAVL-2021-NP*S","XAVL-2021-NP*S-***",null,"Gas",40]
[2406797,"UNOX S.p.A.","UNOX S.p.A.","XECL-2013-YP*S-***","XECL-2013-YP*S-***",null,"Electric",20]
[2581055,"UNOX S.p.A.","UNOX S.p.A.","XEDA-0611-EX*S","XEDA-0611-EX*S-***",null,"Electric",6]
[2581050,"UNOX S.p.A.","UNOX S.p.A.","XEDA-0611-GX*S","XEDA-0611-GX*S-***",null,"Gas",6]
[2581053,"UNOX S.p.A.","UNOX S.p.A.","XEDA-0621-EX*S","XEDA-0621-EX*S-***",null,"Electric",12]
[2581054,"UNOX S.p.A.","UNOX S.p.A.","XEDA-0621-GX*S","XEDA-0621-GX*S-***",null,"Gas",12]
[2581056,"UNOX S.p.A.","UNOX S.p.A.","XEDA-1011-EX*S","XEDA-1011-EX*S-***",null,"Electric",10]
[2581059,"UNOX S.p.A.","UNOX S.p.A.","XEDA-1011-GX*S","XEDA-1011-GX*S-***",null,"Gas",10]
[2581060,"UNOX S.p.A.","UNOX S.p.A.","XEDA-1021-EX*S","XEDA-1021-EX*S-***",null,"Electric",20]
[2581068,"UNOX S.p.A.","UNOX S.p.A.","XEDA-1021-EX*S-SL","XEDA-1021-EX*S-SL",null,"Electric",20]
[2581064,"UNOX S.p.A.","UNOX S.p.A.","XEDA-1021-GX*S-***","XEDA-1021-GX*S-***",null,"Gas",20]
[2581067,"UNOX S.p.A.","UNOX S.p.A.","XELA-10EU-EXRS","XELA-10EU-EX*S-***",null,"Electric",13]
[2406804,"UNOX S.p.A.","UNOX S.p.A.","XEVC-0511-EP*M-***","XEVC-0511-EP*M-***",null,"Electric",5]
[2406805,"UNOX S.p.A.","UNOX S.p.A.","XEVC-0711-EP*M-***","XEVC-0711-EP*M-***",null,"Electric",7]
[2406806,"UNOX S.p.A.","UNOX S.p.A.","XEVC-0711-GP*M-***","XEVC-0711-GP*M-***",null,"Gas",7]
[2406807,"UNOX S.p.A.","UNOX S.p.A.","XEVC-1011-EP*M-***","XEVC-1011-EP*M-***",null,"Electric",10]
[2406808,"UNOX S.p.A.","UNOX S.p.A.","XEVC-1011-GP*M-***","XEVC-1011-GP*M-***",null,"Gas",10]
[2406809,"UNOX S.p.A.","UNOX S.p.A.","XEVL-2011-DP*S-***","XEVL-2011-DP*S-***",null,"Electric",20]
[2406810,"UNOX S.p.A.","UNOX S.p.A.","XEVL-2011-GP*S-***","XEVL-2011-GP*S-***",null,"Gas",20]
[2406811,"UNOX S.p.A.","UNOX S.p.A.","XEVL-2011-YP*S-***","XEVL-2011-YP*S-***",null,"Electric",20]
[2406812,"UNOX S.p.A.","UNOX S.p.A.","XEVL-2021-GP*S-***","XEVL-2021-GP*S-***",null,"Electric",20]
[2404399,"Yindu Kitchen Equipment Co., LTD","Atosa, STARBRIDGE","EPA-0621E2","EPA-0621E2",",AEC-0621E,","Electric",12]
[2404400,"Yindu Kitchen Equipment Co., LTD","Atosa, STARBRIDGE","EPA-0711E2","EPA-0711E2",",AEC-0711E,","Electric",7]
[2404397,"Yindu Kitchen Equipment Co., LTD","Atosa, STARBRIDGE","EPA-1011E2","EPA-1011E2",",AEC-1011E,","Electric",10]
[2404398,"Yindu Kitchen Equipment Co., LTD","Atosa, STARBRIDGE","EPA-1021E3","EPA-1021E3",",AEC-1021E,","Electric",20]

{"sheet":"Refrigerators","index":13,"n_rows":901,"n_cols":5,"rows_kept":901,"cut":false,"hidden":false,"merged":[[1,0,1,4]]}
[]
["   Refrigerators   v.2024"]
["ENERGY STAR® Unique ID","Brand Name","Model Number","Additional Model Information","Incentive"]
[2405213,"Padela","PDU-60R-HC",null,50]
[2405204,"Padela","PDU-72R-HC",null,50]
[2406644,"Maxx Cold","MCR-23FDHC",null,50]
[2407361,"Maxx Cold","MCR-49FDHC",null,100]
[2406712,"Maxx Cold","MCR-72FDHC",null,150]
[2406714,"Maxx Cold","MCRT-23FDHC",null,50]
[2406716,"Maxx Cold","MCRT-49FDHC",null,100]
[2402836,"MAXXCOLD","MXCR-23FDHC",null,50]
[2404630,"MAXXCOLD","MXCR27UHC",null,50]
[2404631,"MAXXCOLD","MXCR48UHC",null,50]
[2402837,"MAXXCOLD","MXCR-49FDHC",null,100]
[2404632,"MAXXCOLD","MXCR60UHC",null,50]
[2402838,"MAXXCOLD","MXM1-23RBHC",null,50]
[2402839,"MAXXCOLD","MXM1-23RHC",null,50]
[2402841,"MAXXCOLD","MXM2-48RBHC",null,100]
[2402840,"MAXXCOLD","MXM2-48RHC",null,100]
[2405063,"Beverage-Air","BB58HC****G*******",null,50]
[2405067,"Beverage-Air","BB68HC****G*******",null,50]
[2405062,"Beverage-Air","BB94HC***********",null,100]
[2405069,"Beverage-Air","BB94HC****G*******",null,100]
[2404003,"Beverage-Air","CT96HC**********",null,50]
[2405064,"Beverage-Air","DD58HC****G*******",null,50]
[2405068,"Beverage-Air","DD68HC****G*******",null,50]
[2405061,"Beverage-Air","DD94HC***********",null,100]
[2405070,"Beverage-Air","DD94HC****G*******",null,100]
[2405077,"Beverage-Air","HBR12****G*******",null,50]
[2405066,"Beverage-Air","HBR12HC****S*******",null,50]
[2404045,"Beverage-Air","HBR19HC-1**G*******",null,50]
[2404067,"Beverage-Air","HBR19HC-1**S*******",null,50]
[2405083,"Beverage-Air","HBR23HC****G*******",null,50]
[2405058,"Beverage-Air","HBR23HC****S*******",null,50]
[2405085,"Beverage-Air","HBR27HC****1*******",null,50]
[2405086,"Beverage-Air","HBR27HC****G*******",null,50]
[2404071,"Beverage-Air","HBR35HC-1**G*******",null,100]
[2405073,"Beverage-Air","HR1HC***G********",null,50]
[2400996,"Beverage-Air","HR1HC***S********",null,50]
[2404039,"Beverage-Air","HR1WHC***G********",null,100]
[2404095,"Beverage-Air","HR2HC***G********",null,100]
[2404102,"Beverage-Air","HR2HC***S********",null,100]
[2404099,"Beverage-Air","HR3HC***G********",null,150]
[2404089,"Beverage-Air","HR3HC***S********",null,150]
[2405072,"Beverage-Air","HRP1HC***G********",null,50]
[2401000,"Beverage-Air","HRP1HC***S********",null,50]
[2404038,"Beverage-Air","HRP1WHC***G********",null,100]
[2404097,"Beverage-Air","HRP2HC***G********",null,100]
[2404103,"Beverage-Air","HRP2HC***S********",null,100]
[2404090,"Beverage-Air","HRP3HC***G********",null,150]
[2404120,"Beverage-Air","HRP3HC***S********",null,150]
[2405075,"Beverage-Air","HRPS1HC***G********",null,50]
[2400999,"Beverage-Air","HRPS1HC***S********",null,50]
[2404041,"Beverage-Air","HRPS1WHC***G********",null,100]
[2404123,"Beverage-Air","HRPS2HC***G********",null,100]
[2404094,"Beverage-Air","HRPS2HC***S********",null,100]
[2404074,"Beverage-Air","HBR35HC-1**S*******",null,100]
[2405163,"Beverage-Air","HBR44HC-1",null,100]
[2405161,"Beverage-Air","HBR44HC****1*******",null,100]
[2401013,"Beverage-Air","HBR44HC****G*******",null,100]
[2405095,"Beverage-Air","HBR49HC****1*******",null,100]
[2405092,"Beverage-Air","HBR49HC****G*******",null,100]
[2405096,"Beverage-Air","HBR72HC****1*******",null,150]
[2405101,"Beverage-Air","HBR72HC****G*******",null,150]
[2403134,"Valpro","VP1R-23HC",null,50]
[2403132,"Valpro","VP1R-HC",null,50]
[2403135,"Valpro","VP2R-48HC",null,100]
[2403133,"Valpro","VP2R-HC",null,100]
[2403136,"Valpro","VPUCR27",null,50]
[2403137,"Valpro","VPUCR48",null,50]
[2403138,"Valpro","VPUCR60",null,50]
[2405040,"Padela","PDB-1R-HC",null,50]
[2406395,"Padela","PDB-2R-HC",null,100]
[2406391,"Padela","PDB-3R-HC",null,150]
[2405044,"Padela","PDGB-19-HC",",PDG-1R-HC,; ,PDGW-19-HC,",50]
[2405049,"Padela","PDGB-44-HC",",PDG-2R-HC,; ,PDGW-44-HC,",100]
[2405773,"Padela","PDT-1R-HC",null,50]
[2405034,"Padela","PDT-2DR-HC",null,50]
[2405776,"Padela","PDT-2R-HC",null,100]
[2405779,"Padela","PDT-3R-HC",null,150]
[2405223,"Padela","PDU-27R-HC",null,50]
[2405218,"Padela","PDU-48R-HC",null,50]
[2404091,"Beverage-Air","HRPS3HC***G********",null,150]
[2404117,"Beverage-Air","HRPS3HC***S********",null,150]
[2405071,"Beverage-Air","HRS1HC***G********",null,50]
[2400998,"Beverage-Air","HRS1HC***S********",null,50]
[2404040,"Beverage-Air","HRS1WHC***G********",null,100]
[2404096,"Beverage-Air","HRS2HC***G********",null,100]
[2404104,"Beverage-Air","HRS2HC***S********",null,100]
[2404100,"Beverage-Air","HRS3HC***G********",null,150]
[2404119,"Beverage-Air","HRS3HC***S********",null,150]
[2404087,"Beverage-Air","LV10HC**",null,50]
[2405076,"Beverage-Air","LV12HC**********",null,50]
[2404046,"Beverage-Air","LV19HC**********",null,50]
[2405080,"Beverage-Air","LV23HC*",null,50]
[2405087,"Beverage-Air","LV27HC**********",null,50]
[2404072,"Beverage-Air","LV35HC**********",null,100]
[2404042,"Beverage-Air","LV45HC**********",null,100]
[2405090,"Beverage-Air","LV49HC**********",null,100]
[2405098,"Beverage-Air","LV66HC**********",null,150]
[2405102,"Beverage-Air","LV72HC**********",null,150]
[2404098,"Victory","VERSA-3D-GD-HC",null,150]
[2404118,"Victory","VERSA-3D-HD-HC",null,150]
[2404092,"Victory","VERSA-3D-HG-HC",null,150]
[2404088,"Victory","VERSA-3D-SD-HC",null,150]
[2404032,"Victory","VUR36HC*********",null,50]
[2404027,"Victory","VUR46HC*********",null,50]
[2404021,"Victory","VUR48HC*********",null,50]
[2404029,"Victory","VUR60HC*********",null,50]
[2405124,"Victory","VUR67HC*********",null,50]
[2404030,"Victory","VWR36HC*********",null,50]
[2404022,"Victory","VWR46HC*********",null,50]
[2404019,"Victory","VWR48HC*********",null,50]
[2404012,"Victory","VWR60HC*********",null,50]
[2405122,"Victory","VWR67HC*********",null,50]
[2404047,"Beverage-Air","MMR19HC**********",null,50]
[2405082,"Beverage-Air","MMR23HC**********",null,50]
[2405089,"Beverage-Air","MMR27HC**********",null,50]
[2404069,"Beverage-Air","MMR35HC**********",null,100]
[2401014,"Beverage-Air","MMR44HC**********",null,100]
[2404043,"Beverage-Air","MMR45HC**********",null,100]
[2405091,"Beverage-Air","MMR49HC**********",null,100]
[2405099,"Beverage-Air","MMR66HC*********",null,150]
[2405100,"Beverage-Air","MMR72HC**********",null,150]
[2403162,"Beverage-Air","MT08-1[#]",null,50]
[2403164,"Beverage-Air","MT10-1[#]",null,50]
[2403161,"Beverage-Air","MT12-1[#]",null,50]
[2403166,"Beverage-Air","MT23-1[#]",null,50]
[2403160,"Beverage-Air","MT34-1[#]",null,50]
[2403163,"Beverage-Air","MT49-1[#]",null,100]
[2403167,"Beverage-Air","MT49-1-SD[#]",null,100]
[2403168,"Beverage-Air","MT53-1[#]",null,100]
[2403165,"Beverage-Air","MT53-1-SD[#]",null,100]
[2404080,"Beverage-Air","PR3HC-1A*S******",null,150]
[2404075,"Beverage-Air","PRI2HC-1AS******",null,150]
[2404044,"Beverage-Air","RB19HC-1**G*******",null,50]
[2404068,"Beverage-Air","RB19HC-1**S*******",null,50]
[2405081,"Beverage-Air","RB23HC-1*G*******",null,50]
[2405059,"Beverage-Air","RB23HC****S*******",null,50]
[2405088,"Beverage-Air","RB27HC-1**G*******",null,50]
[2405084,"Beverage-Air","RB27HC-1**S*******",null,50]
[2404070,"Beverage-Air","RB35HC-1**G*******",null,100]
[2404073,"Beverage-Air","RB35HC-1**S*******",null,100]
[2401012,"Beverage-Air","RB44HC-1**G*******",null,100]
[2405162,"Beverage-Air","RB44HC-1**S*******",null,100]
[2405093,"Beverage-Air","RB49HC-1**G*******",null,100]
[2405094,"Beverage-Air","RB49HC-1**S*******",null,100]
[2405103,"Beverage-Air","RB72HC-1**G*******",null,150]
[2405097,"Beverage-Air","RB72HC-1**S*******",null,150]
[2405078,"Beverage-Air","RI18HC***G********",null,50]
[2405104,"Beverage-Air","SM34HC*********",null,50]
[2405126,"Beverage-Air","SM49HC*********",null,50]
[2405115,"Beverage-Air","UCR20HC*********",null,50]
[2401005,"Beverage-Air","UCR24AHC*********",null,50]
[2401004,"Beverage-Air","UCR24HC**********",null,50]
[2401008,"Beverage-Air","UCR27AHC**********",null,50]
[2401006,"Beverage-Air","UCR27HC**********",null,50]
[2405119,"Beverage-Air","UCR32AHC*********",null,50]
[2405107,"Beverage-Air","UCR32AHC-25*********",null,50]
[2401010,"Beverage-Air","UCR34HC**********",null,50]
[2404031,"Beverage-Air","UCR36AHC*********",null,50]
[2404026,"Beverage-Air","UCR*41AHC*********",null,50]
[2404024,"Beverage-Air","UCR*46AHC*********",null,50]
[2404020,"Beverage-Air","UCR*48AHC*********",null,50]
[2404016,"Beverage-Air","UCR*48AHC-25*********",null,50]
[2404014,"Beverage-Air","UCR*60AHC*********",null,50]
[2404015,"Beverage-Air","UCR*60AHC-25*********",null,50]
[2405123,"Beverage-Air","UCR67AHC********",null,50]
[2405116,"Beverage-Air","WTR20HC*********",null,50]
[2401003,"Beverage-Air","WTR24AHC**********",null,50]
[2401002,"Beverage-Air","WTR24HC**********",null,50]
[2401009,"Beverage-Air","WTR27AHC**********",null,50]
[2401007,"Beverage-Air","WTR27HC**********",null,50]
[2405118,"Beverage-Air","WTR32AHC*********",null,50]
[2405108,"Beverage-Air","WTR32AHC-25*********",null,50]
[2401011,"Beverage-Air","WTR34HC**********",null,50]
[2404033,"Beverage-Air","WTR36AHC*********",null,50]
[2404025,"Beverage-Air","WTR*41AHC*********",null,50]
[2404023,"Beverage-Air","WTR*46AHC*********",null,50]
[2404018,"Beverage-Air","WTR*48AHC*********",null,50]
[2404017,"Beverage-Air","WTR*48AHC-25*********",null,50]
[2404013,"Beverage-Air","WTR*60AHC*********",null,50]
[2404028,"Beverage-Air","WTR*60AHC-25*********",null,50]
[2405125,"Beverage-Air","WTR*67AHC*********",null,50]
[2404076,"Victory","RIS-2D-S1-HC",null,150]
[2404077,"Victory","RIS**2D*S1*HC",null,150]
[2404079,"Victory","RS-2D-S1-EW-HC",null,100]
[2404078,"Victory","RS**2D*S1*EW****HC",null,100]
[2404083,"Victory","RS**3D*S1**G**HC",null,150]
[2404082,"Victory","RS**3D*S1****HC******",null,150]
[2404081,"Victory","RS-3D-S1-HD-HC",null,150]
[2404084,"Victory","RS-3D-S1-HG-HC",null,150]
[2405074,"Victory","VERSA-1D-GD-HC",null,50]
[2401001,"Victory","VERSA-1D-HD-HC",null,50]
[2405079,"Victory","VERSA-1D-HG-HC",null,50]
[2400997,"Victory","VERSA-1D-SD-HC",null,50]
[2404121,"Victory","VERSA-2D-GD-HC",null,100]
[2404093,"Victory","VERSA-2D-HD-HC",null,100]
[2404122,"Victory","VERSA-2D-HG-HC",null,100]
[2404101,"Victory","VERSA-2D-SD-HC",null,100]
[2401923,"FWE","R-30",null,50]
[2401917,"FWE","RBQ-96",null,50]
[2401921,"FWE","SR-30",null,50]
[2401920,"FWE","UHRS-10",null,50]
[2401922,"FWE","URS-10",null,50]
[2401925,"FWE","URS-10D",null,50]
[2401924,"FWE","URS-10-GN",null,50]
[2401929,"FWE","URS-10-GND",null,50]
[2401927,"FWE","URS-10-GNP",null,50]
[2401928,"FWE","URS-10-GNS",null,50]
[2401926,"FWE","URS-10P",null,50]
[2401930,"FWE","URS-10S",null,50]
[2401919,"FWE","URS-20",null,100]
[2401918,"FWE","URS-20-GN",null,100]
[2406974,"Hoshizaki America, Inc.","CR-20-A-SA-HC-HO",null,50]
[2407439,"Hoshizaki America, Inc.","CR-65-HC-HO",null,150]
[2404316,"Hoshizaki America, Inc.","ER2A-FS",null,100]
[2404314,"Hoshizaki America, Inc.","EUR48A",null,50]
[2407444,"Hoshizaki America, Inc.","HR15A",null,50]
[2407424,"Hoshizaki America, Inc.","HR24C",null,50]
[2402075,"Arctic Air","AR23EZ",null,50]
[2402086,"Arctic Air","AR49EZ",null,100]
[2402076,"Arctic Air","AUC27RZ",null,50]
[2402077,"Arctic Air","AUC48RZ",null,50]
[2402416,"Avantco Refrigeration","178Z1R2A",",178Z1R2AWMS,; ,178Z1R2E,; ,178Z1R2EWMS,; ,178Z1R2F,; ,178Z1R2FWMS,; ,178Z1R2J,; ,178Z1R2JWMS,; ,178Z1RHC,; ,178Z1RWMS,",50]
[2402417,"Avantco Refrigeration","178Z1RGHC",",178Z1RGWMS,",50]
[2402413,"Avantco Refrigeration","178Z2R4K",",178Z2R4KWMS,; ,178Z2R4N,; ,178Z2R4NWMS,; ,178Z2RHC,; ,178Z2RWMS,",100]
[2402412,"Avantco Refrigeration","178Z2RGHC",",178Z2RGWMS,",100]
[2405725,"Continental","1REN",",1RENSA,; ,1RENSS,",50]
[2405649,"Continental","1RENGD",",1RENSAGD,; ,1RENSSGD,",50]
[2405592,"Continental","1RENGDHD",",1RENSAGDHD,; ,1RENSSGDHD,",50]
[2405726,"Continental","1RENHD",",1RENSAHD,; ,1RENSSHD,",50]
[2403088,"Continental","1RN",",1RNSA,; ,1RNSS,",50]
[2403065,"Continental","1RNGD",",1RNSAGD,; ,1RNSSGD,",50]
[2403090,"Continental","1RNGDHD",",1RNGDHD,; ,1RNSAGDHD,; ,1RNSSGDHD,",50]
[2405728,"Continental","1RXN",",1RXNSA,; ,1RXNSS,",50]
[2405731,"Continental","1RXNHD",",1RXNSAHD,; ,1RXNSSHD,",50]
[2403087,"Continental","2REN",",2RENSA,; ,2RENSS,",100]
[2403059,"Continental","2RENGD",",2RENGD,; ,2RENSAGD,; ,2RENSSGD,",100]
[2405660,"Continental","2RENGDHD",",2RENSAGDHD,; ,2RENSSGDHD,",100]
[2403159,"Continental","2RENHD",",2RENSAHD,; ,2RENSSHD,",100]
[2405730,"Continental","2RN",",2RNSA,; ,2RNSS,",100]
[2402956,"Continental","2RNGD",",2RNSAGD,; ,2RNSSGD,",100]
[2405662,"Continental","2RNGDHD",",2RNSAGDHD,; ,2RSNSGDHD,",100]
[2402959,"Continental","2RNHD",",2RNSAHD,; ,2RNSSHD,",100]
[2405733,"Continental","2RSN",",2RSNSA,; ,2RSNSS,",100]
[2405736,"Continental","2RSNHD",",2RSNSAHD,; ,2RSNSSHD,",100]
[2402377,"Continental","3REN",",3RENSA,; ,3RENSS,",150]
[2405738,"Continental","3RENHD",",3RENSAHD,; ,3RENSSHD,",150]
[2405765,"Continental","3RN",",3RNSA,; ,3RNSS,",150]
[2405766,"Continental","3RNHD",",3RNSAHD,; ,D3RNSSHD,",150]
[2402958,"Continental","D1REN",",D1RENSA,; ,D1RENSS,",50]
[2405451,"Continental","D1RIN",",D1RINSA,; ,D1RINSS,",100]
[2405928,"Continental","D1RINE",",D1RIN-E,; ,D1RINSA-E,; ,D1RINSS-E,",100]
[2405668,"Continental","D1RN",",D1RNSA,; ,D1RNSS,",50]
[2405450,"Continental","D1RNHD",",D1RNSAHD,; ,D1RNSSHD,",50]
[2405671,"Continental","D1RNPT",",1RNPT,; ,1RNSAPT,; ,1RNSSPT,; ,D1RNSAPT,; ,D1RNSSPT,",50]
[2406003,"Continental","D2REN",",D2RENSA,; ,D2RENSS,",100]
[2405674,"Continental","D2RENHD",",D2RENSAHD,; ,D2RENSSHD,",100]
[2403058,"Continental","D2RENPT",",2RENPT,; ,2RENSAPT,; ,2RENSSPT,; ,D2RENSAPT,; ,D2RENSSPT,",150]
[2406012,"Continental","D2RENPTHD",",2RENPTHD,; ,2RENSAPTHD,; ,2RENSSPTHD,; ,D2RENSAPTHD,; ,D2RENSSPTHD,",150]
[2402101,"Continental","D2RIN",",D2RINSA,; ,D2RINSS,",150]
[2406002,"Continental","D2RN",",D2RNSA,; ,D2RNSS,",100]
[2406007,"Continental","D2RNHD",",D2RNSAHD,; ,D2RNSSHD,",100]
[2405676,"Continental","D2RNPT",",2RNPT,; ,2RNSAPT,; ,2RNSSPT,; ,D2RNSAPT,; ,D2RNSSPT,",100]
[2405675,"Continental","D2RNPTHD",",2RNPTHD,; ,2RNSAPTHD,; ,2RNSSPTHD,; ,D2RNSAPTHD,; ,D2RNSSPTHD,",100]
[2402411,"Continental","MC3NDCW",",MC3NSSDCW,",50]
[2405840,"Continental","MC4NDCW",",MC4NSSDCW,",50]
[2402419,"Continental","MC4NSCW",",MC4NSSSCW,",50]
[2402100,"Continental","MC5NDCW",",MC5NSSDCW,",50]
[2405659,"Continental","MC5NSCW",",MC5NSSSCW,",50]
[2405656,"Continental","RA118N",",DRA118NSS,; ,DRA118NSSBS,; ,RA118NBS,; ,RA118NSS,; ,RA118NSSBS,",100]
[2405590,"Continental","RA43N",",DRA43NSS,; ,DRA43NSSBS,; ,RA43NBS,; ,RA43NSS,; ,RA43NSSBS,",50]
[2405589,"Continental","RA60N",",DRA60NSS,; ,DRA60NSSBS,; ,RA60NBS,; ,RA60NSS,; ,RA60NSSBS,",50]
[2403415,"Continental","RA68N",",DRA68NSS,; ,DRA68NSSBS,; ,RA68NBS,; ,RA68NSS,; ,RA68NSSBS,",50]
[2405499,"Continental","RA93N",",DRA93NSS,; ,DRA93NSSBS,; ,RA93NBS,; ,RA93NSS,; ,RA93NSSBS,",100]
[2402105,"Continental","SW27N",",D27N,; ,D27N-FB,; ,D27N-U,; ,D27NBS,; ,D27NBS-FB,; ,SW27N-FB,; ,SW27N-U,; ,SW27NBS,; ,SW27NBS-FB,; ,SW27NSS,; ,SW27NSS-FB,; ,SW27NSS-U,; ,SW27NSSBS,; ,SW27NSSBS-FB,",50]
[2402228,"Continental","SW32N",",D32N,; ,D32N-FB,; ,D32N-U,; ,D32NBS,; ,D32NBS-FB,; ,SW32N-FB,; ,SW32N-U,; ,SW32NBS,; ,SW32NBS-FB,; ,SW32NSS,; ,SW32NSS-FB,; ,SW32NSS-U,; ,SW32NSSBS,; ,SW32NSSBS-FB,",50]
[2406008,"Continental","SW36N",",D36N,; ,D36N-FB,; ,D36N-U,; ,D36NBS,; ,D36NBS-FB,; ,SW36N-FB,; ,SW36N-U,; ,SW36NBS,; ,SW36NBS-FB,; ,SW36NSS,; ,SW36NSS-FB,; ,SW36NSS-U,; ,SW36NSSBS,; ,SW36NSSBS-FB,",50]
[2406006,"Continental","SW48N",",D48N,; ,D48N-FB,; ,D48N-U,; ,D48NBS,; ,D48NBS-FB,; ,SW48N-FB,; ,SW48N-U,; ,SW48NBS,; ,SW48NBS-FB,; ,SW48NSS,; ,SW48NSS-FB,; ,SW48NSS-U,; ,SW48NSSBS,; ,SW48NSSBS-FB,",50]
[2402106,"Continental","SW60N",",D60N,; ,D60N-FB,; ,D60N-U,; ,D60NBS,; ,D60NBS-FB,; ,SW60N-FB,; ,SW60N-U,; ,SW60NBS,; ,SW60NBS-FB,; ,SW60NSS,; ,SW60NSS-FB,; ,SW60NSS-U,; ,SW60NSSBS,; ,SW60NSSBS-FB,",50]
[2401688,"Continental","SW72N",",D72N,; ,D72N-FB,; ,D72N-U,; ,D72NBS,; ,D72NBS-FB,; ,SW72N-FB,; ,SW72N-U,; ,SW72NBS,; ,SW72NBS-FB,; ,SW72NSS,; ,SW72NSS-FB,; ,SW72NSS-U,; ,SW72NSSBS,; ,SW72NSSBS-FB,",50]
[2401793,"Desmon Spa","PGM21G-A",null,150]
[2403357,"Kelvinator","KCHGM48R",null,100]
[2403355,"Kelvinator","KCHRI27R1DRE",null,50]
[2403356,"Kelvinator","KCHRI54R2DRE",null,100]
[2403358,"Kelvinator","KCHUC27R",null,50]
[2403359,"Kelvinator","KCHUC48R",null,50]
[2403360,"Kelvinator","KCHUC60R",null,50]
[2402918,"Centaur Plus","CGD-1DR-23",null,50]
[2402920,"Centaur Plus","CGD-2DR-48",null,100]
[2402910,"Centaur Plus","CSD-1DR-BAL-ES",null,50]
[2402912,"Centaur Plus","CSD-1DR-TSI-ES",null,50]
[2402914,"Centaur Plus","CSD-2DR-BAL-ES",null,100]
[2402916,"Centaur Plus","CSD-2DR-TSI-ES",null,100]
[2404627,"Centaur Plus","CUR-28",null,50]
[2404625,"Centaur Plus","CUR-48",null,50]
[2404626,"Centaur Plus","CUR-60",null,50]
[2402911,"ENTREE","CR1-ES",null,50]
[2402913,"ENTREE","CR1-TSI-ES",null,50]
[2402915,"ENTREE","CR2-ES",null,100]
[2402917,"ENTREE","CR2-TSI-ES",null,100]
[2402919,"ENTREE","EGD-1DR-23",null,50]
[2402921,"ENTREE","EGD-2DR-48",null,100]
[2404628,"ENTREE","UR27",null,50]
[2404623,"ENTREE","UR48",null,50]
[2404624,"ENTREE","UR61",null,50]
[2402842,"Summit Commercial","FF64B*",",,* - denotes a cosmetic change",50]
[2402843,"Summit Commercial","SCR1156*",",,* - denotes a cosmetic change",50]
[2402844,"Summit Commercial","SCR610BL*",",,* - denotes a cosmetic change",50]
[2402845,"Summit Commercial","SPR627OS*",",,* - denotes a cosmetic change",50]
[2407431,"Hoshizaki America, Inc.","MTR-27",null,50]
[2402079,"Hoshizaki America, Inc.","PT1A-FS-FS",null,50]
[2402078,"Hoshizaki America, Inc.","PT1A-HS-HS",null,50]
[2402080,"Hoshizaki America, Inc.","R1A-FS",",R1A-FSJ,; ,R1A-FSL,; ,R1A-FSLJ,",50]
[2402081,"Hoshizaki America, Inc.","R1A-HS",",R1A-HSL,",50]
[2402083,"Hoshizaki America, Inc.","R3A-FG",null,150]
[2402082,"Hoshizaki America, Inc.","R3A-HG",null,150]
[2407434,"Hoshizaki America, Inc.","RM-10-HC",null,50]
[2407445,"Hoshizaki America, Inc.","RM-26-HC",null,50]
[2404309,"Hoshizaki America, Inc.","RM-45-SD-HC",null,100]
[2404315,"Hoshizaki America, Inc.","RM-49-HC",null,100]
[2402087,"Hoshizaki America, Inc.","UR27B",",UR27B-01,; ,UR27B-LP,; ,UR27B-LPC,; ,WR27B,; ,WR27B-01,",50]
[2402088,"Hoshizaki America, Inc.","UR36B",",UR36B-01,; ,WR36B,; ,WR36B-01,",50]
[2402090,"Hoshizaki America, Inc.","UR48B",",UR48B-01,; ,WR48B,; ,WR48B-01,",50]
[2402091,"Hoshizaki America, Inc.","UR48B-GLP01",null,50]
[2402092,"Hoshizaki America, Inc.","UR60B",",UR60B-01,; ,WR60B,; ,WR60B-01,",50]
[2402093,"Hoshizaki America, Inc.","UR72B",",UR72B-01,; ,WR72B,; ,WR72B-01,",50]
[2405523,"Imbera","EVC04 R6",null,50]
[2405525,"Imbera","EVC09 HC",null,50]
[2405772,"MIGALI","C-1R-HC",",LL-1R-HC,",50]
[2405042,"MIGALI","C-23RM-HC",",LL-23RM-HC,",50]
[2406914,"Imbera","EVC12 HC",null,50]
[2405539,"Imbera","EVC1.5 R6",null,50]
[2406038,"Imbera","EVC7.5 HC",null,50]
[2405540,"Imbera","G319 R2",null,50]
[2403696,"Imbera","G319 R2 KM",null,50]
[2405541,"Imbera","G319 R2 SZ",null,50]
[2405543,"Imbera","G372 HC",null,150]
[2405545,"Imbera","VR06 R6",null,50]
[2405546,"Imbera","VR08 R6",null,50]
[2405548,"Imbera","VR09 CC R2",null,50]
[2405550,"Imbera","VR10-58 R2",null,50]
[2405549,"Imbera","VR10 R2",null,50]
[2405551,"Imbera","VR11 CZ HC",null,50]
[2405552,"Imbera","VR12 R2",null,50]
[2405553,"Imbera","VR13 CZ HC",null,50]
[2405563,"Imbera","VR27 CZ HC",null,50]
[2405564,"Imbera","VRD21 R2",null,50]
[2405568,"Imbera","VRD26 HC",null,50]
[2405575,"Imbera","VRD35 R2",null,100]
[2405577,"Imbera","VRD37 R2",null,100]
[2405578,"Imbera","VRD37 SD R2",null,100]
[2405579,"Imbera","VRD41 SD 48HC",null,50]
[2405580,"Imbera","VRD41 SD 54HC",null,50]
[2405581,"Imbera","VRD43 R2",null,100]
[2405582,"Imbera","VRD43 R2 SD",null,100]
[2405584,"Imbera","VRD43 SD R2",null,100]
[2405583,"Imbera","VRD44 HC CZ",null,100]
[2405585,"Imbera","VRD50 HC CZ",null,100]
[2404393,"Delfield","GBR1P-G*********",",GAR1P-G*********,; ,GBR1P-G*********,Unit with Stainless Steel Exterior and Aluminum Interior; ,GBSR1P-G********,Unit with Stainless Steel Exterior and Stainless Steel Interior",50]
[2404151,"Delfield","GBR1P-GH********",",GAR1P-GH********,; ,GBR1P-GH********,Unit with Stainless Steel Exterior and Aluminum Interior; ,GBSR1P-GH*******,Unit with Stainless Steel Exterior and Stainless Steel Interior",50]
[2406010,"Delfield","GBR1P-S****************",",GAR1P-S****************,; ,GBSR1P-S****************,",50]
[2404395,"Delfield","GBR2P-G*********",",GAR2P-G*********,; ,GBR2P-G*********,Unit with Stainless Steel Exterior and Aluminum Interior; ,GBSR2P-G********,Unit with Stainless Steel Exterior and Stainless Steel Interior",100]
[2404396,"Delfield","GBR2P-GH********",",GAR2P-GH********,; ,GBR2P-GH********,Unit with Stainless Steel Exterior and Aluminum Interior; ,GBSR2P-GH*******,Unit with Stainless Steel Exterior and Stainless Steel Interior",100]
[2404678,"Delfield","GBR2P-S*********",",GAR2P-S*********,; ,GBR2P-S*********,Unit with Stainless Steel Exterior and Aluminum Interior; ,GBSR2P-S********,Unit with Stainless Steel Exterior and Stainless Steel Interior",100]
[2404394,"Delfield","GBR2P-SH********",",GAR2P-SH********,; ,GBR2P-SH********,Unit with Stainless Steel Exterior and Aluminum Interior; ,GBSR2P-SH*******,Unit with Stainless Steel Exterior and Stainless Steel Interior",100]
[2404382,"Delfield","GBR3P-G*********",",GAR3P-G*********,; ,GBR3P-G*********,Unit with Stainless Steel Exterior and Aluminum Interior; ,GBSR3P-G********,Unit with Stainless Steel Exterior and Stainless Steel Interior",150]
[2404379,"Delfield","GBR3P-GH*******",",GAR3P-GH********,; ,GBR3P-GH*******,Unit with Stainless Steel Exterior and Aluminum Interior; ,GBSR3P-GH******,Unit with Stainless Steel Exterior and Stainless Steel Interior",150]
[2406435,"Delfield","GBR3P-S****************",",GAR3P-S****************,; ,GBSR3P-S****************,",150]
[2405775,"MIGALI","C-2R-HC",",LL-2R-HC,",100]
[2405778,"MIGALI","C-3R-HC",",LL-3R-HC,",150]
[2405047,"MIGALI","C-49RM-HC",",LL-49RM-HC,",100]
[2405221,"MIGALI","C-U27R-HC",",LL-U27R-HC,",50]
[2405216,"MIGALI","C-U48R-HC",",LL-U48R-HC,",50]
[2405211,"MIGALI","C-U60R-HC",",LL-U60R-HC,",50]
[2405202,"MIGALI","C-U72R-HC",",LL-U72R-HC,",50]
[2407315,"QBD","CD45-HC",null,100]
[2403301,"IKON","IB27R",null,50]
[2403299,"IKON","IB54R",null,100]
[2403300,"IKON","IT28R",null,50]
[2403298,"IKON","IT56R",null,100]
[2403297,"IKON","IUC28R",null,50]
[2403296,"IKON","IUC48R",null,50]
[2403295,"IKON","IUC61R",null,50]
[2406646,"KOOL-IT","KBSR-1",null,50]
[2407359,"KOOL-IT","KBSR-2",null,100]
[2406710,"KOOL-IT","KBSR-3",null,150]
[2406713,"KOOL-IT","KTSR-1",null,50]
[2406718,"KOOL-IT","KTSR-2",null,100]
[2401340,"New Air","NCR032SS00",null,50]
[2401336,"New Air","NCR040SS00",null,50]
[2401338,"New Air","NCR053SS00",null,50]
[2404305,"Novum","1700R",null,150]
[2404304,"Novum","2500R",null,150]
[2404300,"Novum","601R",null,50]
[2404301,"Novum","610R",null,50]
[2403629,"SUPERA","PCR1-ES-HC",null,50]
[2403628,"SUPERA","PCR1-ES-SI-HC",null,50]
[2403630,"SUPERA","PCR1-TSI-ES-HC",null,50]
[2403631,"SUPERA","PCR2-ES-HC",null,100]
[2403632,"SUPERA","PCR2-TSI-ES-HC",null,100]
[2403634,"SUPERA","PEGD-1DR-23-ES-HC",null,50]
[2403633,"SUPERA","PEGD-1DR-23-ES-SI-HC",null,50]
[2403635,"SUPERA","PEGD-2DR-48-ES-HC",null,100]
[2403636,"SUPERA","PEGD-2DR-48-ES-SI-HC",null,100]
[2403637,"SUPERA","PUR27-ES-HC",null,50]
[2403638,"SUPERA","PUR27-ES-SI-HC",null,50]
[2403640,"SUPERA","PUR48-ES-HC",null,50]
[2403639,"SUPERA","PUR48-ES-SI-HC",null,50]
[2403641,"SUPERA","PUR61-ES-HC",null,50]
[2403642,"SUPERA","PUR61-ES-SI-HC",null,50]
[2402829,"SERV-WARE","GR23-HC",null,50]
[2402832,"SERV-WARE","GR48-HC",null,100]
[2402827,"SERV-WARE","RR1-HC",null,50]
[2402826,"SERV-WARE","RR2-HC",null,100]
[2402831,"SERV-WARE","UCR-27-HC",null,50]
[2402828,"SERV-WARE","UCR-48-HC",null,50]
[2402830,"SERV-WARE","UCR-60-HC",null,50]
[2404215,"Delfield","18648BUCMP******",",18648BSTMP*******,; ,18WC44P**********,; ,F18WC44P*********,",50]
[2404217,"Delfield","18660BUCMP******",",18660BSTMP*******,; ,18WC60P**********,; ,F18WC60P*********,",50]
[2404218,"Delfield","18672BUCMP******",",18672BSTMP*******,; ,18WC68P**********,; ,18WC72P**********,; ,F18WC68P*********,; ,F18WC72P*********,",50]
[2404214,"Delfield","F18WC44P********",",18WC44P*********,",50]
[2404237,"Delfield","GAR1NP-G********",null,50]
[2404226,"Delfield","GAR1NP-GH*******",null,50]
[2404238,"Delfield","GAR2NP-G********",null,100]
[2404228,"Delfield","GAR2NP-GH*******",null,100]
[2404227,"Delfield","GAR2NP-S********",null,100]
[2404229,"Delfield","GAR2NP-SH*******",null,100]
[2406434,"Delfield","GARPT1P-S****************",",GBRPT1P-S****************,; ,GBSRPT1P-S****************,",50]
[2404239,"Delfield","GARPT2P-G********",null,100]
[2404220,"Delfield","GARPT2P-GH*******",null,100]
[2404240,"Delfield","GARPT2P-S*********",null,100]
[2404221,"Delfield","GARPT2P-SH******",null,100]
[2404681,"Delfield","GARRI1P-G*******",null,100]
[2404233,"Delfield","GARRI2P-G********",null,150]
[2404383,"Delfield","GARRT2P-GS******",null,150]
[2405143,"Traulsen","CLUC-27R-GD",null,50]
[2405142,"Traulsen","CLUC-27R-SD",",CLUC-27R-DW,",50]
[2405145,"Traulsen","CLUC-36R-GD",null,50]
[2405146,"Traulsen","CLUC-36R-SD",null,50]
[2405147,"Traulsen","CLUC-48R-GD",null,50]
[2405172,"Traulsen","CLUC-60R-GD",null,50]
[2405144,"Traulsen","CLUC-72R-GD",null,50]
[2405173,"Traulsen","CLUC-72R-SD",",CLUC-72R-DW,",50]
[2403975,"True Refrigeration","FLM-27~TSL01",null,50]
[2403992,"True Refrigeration","FLM-81~TSL01",null,150]
[2403093,"True Refrigeration","GDM-05-HC-LD",null,50]
[2403092,"True Refrigeration","GDM-05-S-HC-LD",null,50]
[2403096,"True Refrigeration","GDM-06-34-HC~TSL01",null,50]
[2403095,"True Refrigeration","GDM-06-34-HC~TSL01-EXT TOP",null,50]
[2403098,"True Refrigeration","GDM-07-HC~TSL01",null,50]
[2403547,"True Refrigeration","TBB-24GAL-60G-S-HC-LD",null,50]
[2403548,"True Refrigeration","TBB-2G-HC-LD",null,50]
[2403549,"True Refrigeration","TBB-2G-S-HC-LD",null,50]
[2403531,"True Refrigeration","TBB-2-HC",null,50]
[2403532,"True Refrigeration","TBB-2-S-HC",null,50]
[2403554,"True Refrigeration","TBB-3G-HC-LD",null,50]
[2403555,"True Refrigeration","TBB-3G-S-HC-LD",null,50]
[2403550,"True Refrigeration","TBB-3-HC",null,50]
[2403551,"True Refrigeration","TBB-3-S-HC",null,50]
[2403522,"True Refrigeration","TBB-4G-HC-LD",null,100]
[2403523,"True Refrigeration","TBB-4G-S-HC-LD",null,100]
[2403541,"True Refrigeration","TDB-24-48-1-G-1-HC-LD",null,50]
[2403542,"True Refrigeration","TDB-24-48G-HC-LD",null,50]
[2403529,"True Refrigeration","TDD-1-HC",null,50]
[2403530,"True Refrigeration","TDD-1-S-HC",null,50]
[2403535,"True Refrigeration","TDD-2CT-HC",null,50]
[2403536,"True Refrigeration","TDD-2CT-S-HC",null,50]
[2403533,"True Refrigeration","TDD-2-HC",null,50]
[2403534,"True Refrigeration","TDD-2-S-HC",null,50]
[2403552,"True Refrigeration","TDD-3-HC",null,50]
[2403097,"True Refrigeration","GDM-07-S-HC~TSL01",null,50]
[2403099,"True Refrigeration","GDM-08-HC~TSL01",null,50]
[2403100,"True Refrigeration","GDM-10-58-HC~TSL01",null,50]
[2403101,"True Refrigeration","GDM-10-HC~TSL01",null,50]
[2403203,"True Refrigeration","GDM-12FC-HC~TSL01",null,50]
[2403199,"True Refrigeration","GDM-12-HC~TSL01",null,50]
[2403216,"True Refrigeration","GDM-19T-HC~TSL01",null,50]
[2403219,"True Refrigeration","GDM-23FC-HC~TSL01",null,50]
[2403218,"True Refrigeration","GDM-23-HC~TSL01",null,50]
[2403220,"True Refrigeration","GDM-23W-HC~TSL01",null,50]
[2403221,"True Refrigeration","GDM-26-HC~TSL01",null,50]
[2403991,"True Refrigeration","GDM-33-HC-LD",null,50]
[2403995,"True Refrigeration","GDM-35-HC~TSL01",null,100]
[2403222,"True Refrigeration","GDM-35SL-RF-HC-LD",null,50]
[2403990,"True Refrigeration","GDM-37-HC-LD",null,100]
[2403228,"True Refrigeration","GDM-41C-48-HC-LD",null,50]
[2403989,"True Refrigeration","GDM-41-HC-LD",null,100]
[2403224,"True Refrigeration","GDM-41SL-48-HC-LD",null,50]
[2403223,"True Refrigeration","GDM-41SL-54-HC-LD",null,50]
[2403225,"True Refrigeration","GDM-41SL-60-HC-LD",null,50]
[2403988,"True Refrigeration","GDM-43-HC~TSL01",null,100]
[2404209,"True Refrigeration","GDM-45-HC-LD",null,100]
[2404210,"True Refrigeration","GDM-47-HC-LD",null,100]
[2403240,"True Refrigeration","GDM-49FC-HC~TSL01",null,100]
[2403239,"True Refrigeration","GDM-49-HC~TSL01",null,100]
[2404211,"True Refrigeration","GDM-69-HC-LD",null,150]
[2403242,"True Refrigeration","GDM-72FC-HC~TSL01",null,150]
[2403241,"True Refrigeration","GDM-72-HC~TSL01",null,150]
[2403248,"True Refrigeration","STA1R-1G-HC",null,50]
[2404388,"True Refrigeration","STA1R-1S-HC",null,50]
[2404391,"True Refrigeration","STA1R-2HS-HC",null,50]
[2404385,"True Refrigeration","STA1RPT-2HS-2HS-HC",null,50]
[2403254,"True Refrigeration","STA2R-2G-HC",null,100]
[2403252,"True Refrigeration","STA2R-2S-HC",null,100]
[2403260,"True Refrigeration","STA2R-4HG-HC",null,100]
[2403263,"True Refrigeration","STA2RPT-2G-2G-HC",null,100]
[2403269,"True Refrigeration","STA2RPT-2G-2S-HC",null,100]
[2403278,"True Refrigeration","STA2RPT-2HG/2HS-2G-HC",null,100]
[2403266,"True Refrigeration","STA2RPT-2S-2G-HC",null,100]
[2403281,"True Refrigeration","STA2RPT-4HG-2G-HC",null,100]
[2403275,"True Refrigeration","STA2RPT-4HG-2S-HC",null,100]
[2403257,"True Refrigeration","STA2RPT-4HG-4HG-HC",null,100]
[2403272,"True Refrigeration","STA2RPT-4HS-2G-HC",null,100]
[2403249,"True Refrigeration","STG1R-1G-HC",null,50]
[2404389,"True Refrigeration","STG1R-1S-HC",null,50]
[2404392,"True Refrigeration","STG1R-2HS-HC",null,50]
[2404386,"True Refrigeration","STG1RPT-2HS-2HS-HC",null,50]
[2403255,"True Refrigeration","STG2R-2G-HC",null,100]
[2403251,"True Refrigeration","STG2R-2S-HC",null,100]
[2403261,"True Refrigeration","STG2R-4HG-HC",null,100]
[2403264,"True Refrigeration","STG2RPT-2G-2G-HC",null,100]
[2403270,"True Refrigeration","STG2RPT-2G-2S-HC",null,100]
[2403279,"True Refrigeration","STG2RPT-2HG/2HS-2G-HC",null,100]
[2403267,"True Refrigeration","STG2RPT-2S-2G-HC",null,100]
[2403282,"True Refrigeration","STG2RPT-4HG-2G-HC",null,100]
[2403276,"True Refrigeration","STG2RPT-4HG-2S-HC",null,100]
[2403258,"True Refrigeration","STG2RPT-4HG-4HG-HC",null,100]
[2403273,"True Refrigeration","STG2RPT-4HS-2G-HC",null,100]
[2403247,"True Refrigeration","STR1R-1G-HC",null,50]
[2404387,"True Refrigeration","STR1R-1S-HC",null,50]
[2404390,"True Refrigeration","STR1R-2HS-HC",null,50]
[2404384,"True Refrigeration","STR1RPT-2HS-2HS-HC",null,50]
[2403253,"True Refrigeration","STR2R-2G-HC",null,100]
[2403250,"True Refrigeration","STR2R-2S-HC",null,100]
[2403259,"True Refrigeration","STR2R-4HG-HC",null,100]
[2403262,"True Refrigeration","STR2RPT-2G-2G-HC",null,100]
[2403268,"True Refrigeration","STR2RPT-2G-2S-HC",null,100]
[2403277,"True Refrigeration","STR2RPT-2HG/2HS-2G-HC",null,100]
[2403265,"True Refrigeration","STR2RPT-2S-2G-HC",null,100]
[2403280,"True Refrigeration","STR2RPT-4HG-2G-HC",null,100]
[2403274,"True Refrigeration","STR2RPT-4HG-2S-HC",null,100]
[2403256,"True Refrigeration","STR2RPT-4HG-4HG-HC",null,100]
[2403271,"True Refrigeration","STR2RPT-4HS-2G-HC",null,100]
[2403313,"True Refrigeration","T-12G-HC~FGD01",null,50]
[2403521,"True Refrigeration","T-12-HC",null,50]
[2403420,"True Refrigeration","T-19G-HC~FGD01",null,50]
[2403331,"True Refrigeration","T-19-HC",null,50]
[2403473,"True Refrigeration","T-23-2-HC",null,50]
[2403314,"True Refrigeration","T-23G-2-HC~FGD01",null,50]
[2403421,"True Refrigeration","T-23G-HC~FGD01",null,50]
[2403667,"True Refrigeration","T-23G-PT-HC~FGD01",null,50]
[2403423,"True Refrigeration","T-23-HC",null,50]
[2403471,"True Refrigeration","T-23PT-HC",null,50]
[2403329,"True Refrigeration","T-49-2-G-2-HC~FGD01",null,100]
[2403325,"True Refrigeration","T-49G-4-HC~FGD01",null,100]
[2403327,"True Refrigeration","T-49G-HC~FGD01",null,100]
[2403475,"True Refrigeration","T-49-HC",null,100]
[2403527,"True Refrigeration","TBB-1-HC",null,50]
[2403528,"True Refrigeration","TBB-1-S-HC",null,50]
[2403537,"True Refrigeration","TBB-24-48G-HC-LD",null,50]
[2403538,"True Refrigeration","TBB-24-48G-S-HC-LD",null,50]
[2403544,"True Refrigeration","TBB-24-60G-HC-LD",null,50]
[2403545,"True Refrigeration","TBB-24-60G-S-HC-LD",null,50]
[2403539,"True Refrigeration","TBB-24GAL-48G-HC-LD",null,50]
[2403540,"True Refrigeration","TBB-24GAL-48G-S-HC-LD",null,50]
[2403546,"True Refrigeration","TBB-24GAL-60G-HC-LD",null,50]
[2400567,"Turbo Air","TBB-2SSD-N6",null,50]
[2400556,"Turbo Air","TBB-3SBD-N6",null,50]
[2400594,"Turbo Air","TBB-3SGD-N",null,50]
[2400557,"Turbo Air","TBB-4SBD-N",null,100]
[2400595,"Turbo Air","TBB-4SGD-N",null,100]
[2400558,"Turbo Air","TBD-2S*D-N6",null,50]
[2400559,"Turbo Air","TBD-3S*D-N",null,50]
[2400560,"Turbo Air","TBD-4S*D-N",null,50]
[2400561,"Turbo Air","TCB-2S*D-N6",null,50]
[2400562,"Turbo Air","TCB-3S*D-N6",null,50]
[2400563,"Turbo Air","TCB-4S*D-N",null,100]
[2400584,"Turbo Air","TGM-12SD*-N6",null,50]
[2400588,"Turbo Air","TGM-15SDH*-N6",null,50]
[2400585,"Turbo Air","TGM-15SD*-N6",null,50]
[2403553,"True Refrigeration","TDD-3-S-HC",null,50]
[2403556,"True Refrigeration","TG1R-1S-HC",null,50]
[2403557,"True Refrigeration","TG2R-2S-HC",null,150]
[2403562,"True Refrigeration","TMC-34-DS-HC",null,50]
[2403563,"True Refrigeration","TMC-34-DS-S-HC",null,50]
[2403564,"True Refrigeration","TMC-34-DS-SS-HC",null,50]
[2403565,"True Refrigeration","TMC-34-DS-S-SS-HC",null,50]
[2403558,"True Refrigeration","TMC-34-HC",null,50]
[2403559,"True Refrigeration","TMC-34-S-HC",null,50]
[2403560,"True Refrigeration","TMC-34-SS-HC",null,50]
[2403561,"True Refrigeration","TMC-34-S-SS-HC",null,50]
[2403573,"True Refrigeration","TMC-49-DS-HC",null,50]
[2403574,"True Refrigeration","TMC-49-DS-S-HC",null,50]
[2403575,"True Refrigeration","TMC-49-DS-SS-HC",null,50]
[2403576,"True Refrigeration","TMC-49-DS-S-SS-HC",null,50]
[2403566,"True Refrigeration","TMC-49-HC",null,50]
[2403567,"True Refrigeration","TMC-49-S-HC",null,50]
[2403568,"True Refrigeration","TMC-49-SS-HC",null,50]
[2403569,"True Refrigeration","TMC-49-S-SS-HC",null,50]
[2403583,"True Refrigeration","TMC-58-DS-HC",null,50]
[2403584,"True Refrigeration","TMC-58-DS-S-HC",null,50]
[2403585,"True Refrigeration","TMC-58-DS-SS-HC",null,50]
[2403586,"True Refrigeration","TMC-58-DS-S-SS-HC",null,50]
[2403577,"True Refrigeration","TMC-58-HC",null,50]
[2403578,"True Refrigeration","TMC-58-S-HC",null,50]
[2403580,"True Refrigeration","TMC-58-SS-HC",null,50]
[2403581,"True Refrigeration","TMC-58-S-SS-HC",null,50]
[2403474,"True Refrigeration","TS-23-2-HC",null,50]
[2403315,"True Refrigeration","TS-23G-2-HC~FGD01",null,50]
[2403422,"True Refrigeration","TS-23G-HC~FGD01",null,50]
[2403424,"True Refrigeration","TS-23-HC",null,50]
[2403472,"True Refrigeration","TS-23PT-HC",null,50]
[2403330,"True Refrigeration","TS-49-2-G-2-HC~FGD01",null,100]
[2403326,"True Refrigeration","TS-49G-4-HC~FGD01",null,100]
[2403328,"True Refrigeration","TS-49G-HC~FGD01",null,100]
[2403476,"True Refrigeration","TS-49-HC",null,100]
[2403834,"True Refrigeration","TUC-24G-HC~FGD01",null,50]
[2403594,"True Refrigeration","TUC-24-HC",null,50]
[2403596,"True Refrigeration","TUC-27-ADA-HC",null,50]
[2403597,"True Refrigeration","TUC-27-ADA-HC~SPEC3",null,50]
[2403836,"True Refrigeration","TUC-27G-ADA-HC~FGD01",null,50]
[2403837,"True Refrigeration","TUC-27G-ADA-HC~SPEC3",null,50]
[2403835,"True Refrigeration","TUC-27G-HC~FGD01",null,50]
[2403838,"True Refrigeration","TUC-27G-HC~SPEC3",null,50]
[2403839,"True Refrigeration","TUC-27G-LP-HC~FGD01",null,50]
[2403840,"True Refrigeration","TUC-27G-LP-HC~SPEC3",null,50]
[2403595,"True Refrigeration","TUC-27-HC",null,50]
[2403598,"True Refrigeration","TUC-27-HC~SPEC3",null,50]
[2403599,"True Refrigeration","TUC-27-LP-HC",null,50]
[2403600,"True Refrigeration","TUC-27-LP-HC~SPEC3",null,50]
[2403649,"True Refrigeration","TUC-27-LP-K-HC",null,50]
[2403657,"True Refrigeration","TUC-48-ADA-HC",null,50]
[2403658,"True Refrigeration","TUC-48-ADA-HC~SPEC3",null,50]
[2403842,"True Refrigeration","TUC-48G-ADA-HC~FGD01",null,50]
[2403843,"True Refrigeration","TUC-48G-ADA-HC~SPEC3",null,50]
[2403841,"True Refrigeration","TUC-48G-HC~FGD01",null,50]
[2403844,"True Refrigeration","TUC-48G-HC~SPEC3",null,50]
[2403845,"True Refrigeration","TUC-48G-LP-HC~FGD01",null,50]
[2403846,"True Refrigeration","TUC-48G-LP-HC~SPEC3",null,50]
[2403664,"True Refrigeration","TUC-48-HC",null,50]
[2403659,"True Refrigeration","TUC-48-HC~SPEC3",null,50]
[2403660,"True Refrigeration","TUC-48-LP-HC",null,50]
[2403661,"True Refrigeration","TUC-48-LP-HC~SPEC3",null,50]
[2403666,"True Refrigeration","TUC-48-LP-K-HC",null,50]
[2403858,"True Refrigeration","TUC-93-HC",null,100]
[2403859,"True Refrigeration","TUC-93-HC~SPEC3",null,100]
[2403860,"True Refrigeration","TUC-93-LP-HC",null,100]
[2403861,"True Refrigeration","TUC-93-LP-HC~SPEC3",null,100]
[2403601,"True Refrigeration","TWT-27-ADA-HC",null,50]
[2403602,"True Refrigeration","TWT-27-ADA-HC~SPEC3",null,50]
[2403603,"True Refrigeration","TWT-27-HC",null,50]
[2403604,"True Refrigeration","TWT-27-HC~SPEC3",null,50]
[2403662,"True Refrigeration","TWT-48-ADA-HC",null,50]
[2403663,"True Refrigeration","TWT-48-ADA-HC~SPEC3",null,50]
[2403656,"True Refrigeration","TWT-48-HC",null,50]
[2403665,"True Refrigeration","TWT-48-HC~SPEC3",null,50]
[2403862,"True Refrigeration","TWT-93-HC",null,100]
[2403863,"True Refrigeration","TWT-93-HC~SPEC3",null,100]
[2400552,"Turbo Air","ER19-1-N6-V",null,50]
[2400553,"Turbo Air","ER24-1-N6-V",null,50]
[2400554,"Turbo Air","ER47-2-N6-V",null,100]
[2400548,"Turbo Air","EUR-28-N6-V",null,50]
[2400549,"Turbo Air","EUR-36-N6-V",null,50]
[2400550,"Turbo Air","EUR-48-N6-V",null,50]
[2400551,"Turbo Air","EUR-60-N6-V",null,50]
[2400564,"Turbo Air","TBB-24-48SBD-N6",null,50]
[2400568,"Turbo Air","TBB-24-48SSD-N6",null,50]
[2400565,"Turbo Air","TBB-24-60SBD-N6",null,50]
[2400597,"Turbo Air","TBB-24-60SGD-N",null,50]
[2400596,"Turbo Air","TBB-24-60SGSD-N",null,50]
[2400569,"Turbo Air","TBB-24-60SSD-N6",null,50]
[2400566,"Turbo Air","TBB-24-72SBD-N6",null,50]
[2400598,"Turbo Air","TBB-24-72SGD-N",null,50]
[2400555,"Turbo Air","TBB-2SBD-N6",null,50]
[2400593,"Turbo Air","TBB-2SGD-N",null,50]
[2400592,"Turbo Air","TBB-2SGSD-N",null,50]
[2400529,"Turbo Air","TGM-23SDH*-N6",null,50]
[2400530,"Turbo Air","TGM-23SDH*-N6-L",null,50]
[2400533,"Turbo Air","TGM-23SD*-N6",null,50]
[2400534,"Turbo Air","TGM-23SD*-N6-L",null,50]
[2400589,"Turbo Air","TGM-35SDH*-N",null,100]
[2400590,"Turbo Air","TGM-47SDH*-N",null,100]
[2400586,"Turbo Air","TGM-47SD*-N",null,100]
[2400583,"Turbo Air","TGM-50RS*-N",null,100]
[2400602,"Turbo Air","TGM-5.1R-N6",null,50]
[2400591,"Turbo Air","TGM-72SDH*-N",null,150]
[2400587,"Turbo Air","TGM-72SD*-N",null,150]
[2400582,"Turbo Air","TGM-7SD*-N6",null,50]
[2400599,"Turbo Air","TJMR-30SD**-N-$",null,100]
[2400600,"Turbo Air","TJMR-55SD**-N-$",null,150]
[2400601,"Turbo Air","TJMR-85SD**-N-$",null,150]
[2400537,"Turbo Air","TMKC-34-2-*S-N6",null,50]
[2400538,"Turbo Air","TMKC-49-2-*S-N6",null,50]
[2400539,"Turbo Air","TMKC-58-2-*S-N6",null,50]
[2400577,"Turbo Air","TSR-23GSD-N6",null,50]
[2400531,"Turbo Air","TSR-23SD-N6",null,50]
[2400532,"Turbo Air","TSR-23SD-N6-L",null,50]
[2400578,"Turbo Air","TSR-35GSD-N",null,50]
[2400545,"Turbo Air","TSR-35SD-N6",null,50]
[2400579,"Turbo Air","TSR-49GSD-N",null,100]
[2400546,"Turbo Air","TSR-49SD-N6",null,100]
[2400580,"Turbo Air","TSR-72GSD-N",null,150]
[2400547,"Turbo Air","TSR-72SD-N",null,150]
[2406249,"U-Line","UCRE515-SG32A",null,50]
[2406250,"U-Line","UCRE515-SG33A",null,50]
[2406252,"U-Line","UCRE515-SS33A",null,50]
[2406260,"U-Line","UCRE518-SG33A",null,50]
[2406258,"U-Line","UCRE518-SS33A",null,50]
[2406266,"U-Line","UCRE524-SG33A",null,50]
[2406267,"U-Line","UCRE524-SS32A",null,50]
[2406268,"U-Line","UCRE524-SS33A",null,50]
[2406255,"U-Line","UCWC515-SG32A",null,50]
[2406256,"U-Line","UCWC515-SG33A",null,50]
[2406251,"U-Line","UCWC515-SS32A",null,50]
[2406253,"U-Line","UCWC515-SS33A",null,50]
[2406271,"U-Line","UCWC518-SG32A",null,50]
[2406257,"U-Line","UCWC518-SS32A",null,50]
[2406261,"U-Line","UCWC524-SG32A",null,50]
[2406270,"U-Line","UCWC524-SS32A",null,50]
[2407743,"QBD","CD14-HC",null,50]
[2407728,"QBD","CD26-HC",null,50]
[2407997,"QBD","CD38-HC",null,100]
[2407730,"QBD","CD4160-HC",null,50]
[2407765,"Powers Equipment","569HC",",569HC S/S,Optional Stainless Steel exterior",50]
[2407808,"Powers Equipment","681HC",",681HC S/S,Optional Stainless Steel exterior",50]
[2407764,"Powers Equipment","780HC",",780HC S/S,Optional Stainless Steel exterior",50]
[2407775,"Delfield","406P",",402P************,; ,406CAP**********,; ,406P************,",50]
[2407773,"Delfield","6025XL-S",",6025XL-S********,",50]
[2407777,"Delfield","UC4048P",",ST4048P*********,; ,UC4048P*********,",50]
[2408024,"Turbo Air","JUR-36-N6",null,50]
[2408028,"Turbo Air","JUR-48-N6",null,50]
[2408029,"Turbo Air","JUR-48S-N6",null,50]
[2408030,"Turbo Air","JUR-60S-N6",null,50]
[2407391,"U-LINE CORP","UCRE527-SG41A",null,50]
[2407331,"U-LINE CORP","UCRE553-SS71A",null,100]
[2405771,"ATOSA","MBF8004GR",null,50]
[2405774,"ATOSA","MBF8005GR",null,100]
[2405777,"ATOSA","MBF8006GR",null,150]
[2405033,"ATOSA","MBF8010GR",null,50]
[2405037,"ATOSA","MBF8505GR",null,50]
[2406394,"ATOSA","MBF8507GR",null,100]
[2406390,"ATOSA","MBF8508GR",null,150]
[2405041,"ATOSA","MCF8722GR",",MCF8705GR,; ,MCF8714GR,",50]
[2405046,"ATOSA","MCF8723GR",",MCF8707GR,; ,MCF8716GR,",100]
[2405220,"ATOSA","MGF8401GR",",MGF8408GR,",50]
[2405215,"ATOSA","MGF8402GR",",MGF8409GR,",50]
[2405210,"ATOSA","MGF8403GR",",MGF8410GR,",50]
[2405201,"ATOSA","MGF8404GR",",MGF8411GR,",50]
[2408075,"Turbo Air","JUR-72-N6",null,50]
[2466545,"Kelvinator","KCHRI54R4HDR",null,100]
[2466547,"Kelvinator","KCHRI81R3DR",null,150]
[2466549,"Kelvinator","KCHUC27.2DR",null,50]
[2466550,"Kelvinator","KCHUCWT27R",null,50]
[2466552,"Kelvinator","KCHUCWT48R",null,50]
[2466553,"Kelvinator","KCHUCWT60R",null,50]
[2409053,"EMI Industries, LLC","LB4030S",null,50]
[2408963,"EMI Industries, LLC","LB4033S",null,50]
[2409055,"EMI Industries, LLC","LB4330S",null,50]
[2447107,"EMI Industries, LLC","LB4333S",null,50]
[2447112,"EMI Industries, LLC","LB4333SM",null,50]
[2409056,"EMI Industries, LLC","LB6030S",null,50]
[2409041,"EMI Industries, LLC","LB6033S",null,50]
[2409044,"EMI Industries, LLC","LB6630S",null,50]
[2447109,"EMI Industries, LLC","LB6633S",null,50]
[2447114,"EMI Industries, LLC","LB6633SM",null,50]
[2409063,"EMI Industries, LLC","LB7230S",null,50]
[2409057,"EMI Industries, LLC","LB7233S",null,50]
[2470887,"Desmon Spa","PGM07C-A",null,50]
[2470886,"Desmon Spa","PGM07G-A",null,50]
[2470888,"Desmon Spa","PGM14C-A",null,100]
[2470889,"Desmon Spa","PGM14G-A",null,100]
[2545633,"Desmon Spa","TGM2ETL",null,50]
[2470890,"Desmon Spa","TGM3ETL",null,50]
[2470891,"Desmon Spa","TGM4ETL",null,50]
[2466500,"Kelvinator","KCHGM26R",null,50]
[2466507,"Kelvinator","KCHGM72R",null,150]
[2466510,"Kelvinator","KCHRI25R1GDR",null,50]
[2466518,"Kelvinator","KCHRI27R1GDR",null,50]
[2466526,"Kelvinator","KCHRI27R2HDR",null,50]
[2466533,"Kelvinator","KCHRI54R2GDR",null,100]
[2409051,"EMI Industries, LLC","SULP5833S",null,50]
[2409068,"EMI Industries, LLC","SULP6430S",null,50]
[2409054,"EMI Industries, LLC","SULP6433S",null,50]
[2409059,"EMI Industries, LLC","SULP7930S",null,50]
[2409069,"EMI Industries, LLC","SULP7933S",null,50]
[2409064,"EMI Industries, LLC","SULP8830S",null,50]
[2409071,"EMI Industries, LLC","SULP8833S",null,50]
[2410042,"HABCO","ESM28HC",",SE28HCSXG,",50]
[2410043,"HABCO","ESM28HCTD",null,50]
[2410044,"HABCO","ESM28HCTDHL",null,50]
[2410045,"HABCO","ESM42HC",",SE42HC,; ,SE42HCSXG,",100]
[2410046,"HABCO","ESM46HC",",ESM46HCBX,; ,ESM46HCBXH,; ,SE46HC,; ,SE46HCRxG,; ,SE46HCSAG,; ,SE46HCSAM,; ,SE46HCSXG,; ,SE46HCSXM,",100]
[2410047,"HABCO","ESM49HCTD",null,100]
[2410049,"HABCO","SE28HCSA",",SE28HCSX,",50]
[2410048,"HABCO","SE40eHC",null,100]
[2405838,"Imbera","EVC14 HC",null,50]
[2453209,"Imbera","VRS11 HC",null,50]
[2409046,"EMI Industries, LLC","LB8130S",null,50]
[2409060,"EMI Industries, LLC","LB8133S",null,50]
[2409048,"EMI Industries, LLC","LB9030S",null,50]
[2447110,"EMI Industries, LLC","LB9033S",null,50]
[2447115,"EMI Industries, LLC","LB9033SM",null,50]
[2409049,"EMI Industries, LLC","LB9930S",null,50]
[2409065,"EMI Industries, LLC","LB9933S",null,50]
[2409050,"EMI Industries, LLC","LBD11430S",null,50]
[2409024,"EMI Industries, LLC","LBD11433S",null,100]
[2409019,"EMI Industries, LLC","LBD4333S",null,50]
[2409045,"EMI Industries, LLC","LBD4830S",null,50]
[2409020,"EMI Industries, LLC","LBD4833S",null,50]
[2409021,"EMI Industries, LLC","LBD7233S",null,50]
[2409047,"EMI Industries, LLC","LBD8230S",null,50]
[2409022,"EMI Industries, LLC","LBD8233S",null,50]
[2409023,"EMI Industries, LLC","LBD9933S",null,50]
[2409066,"EMI Industries, LLC","RBLP11233S",null,50]
[2409058,"EMI Industries, LLC","RBLP6233S",null,50]
[2409082,"EMI Industries, LLC","RBLP7033S",null,50]
[2409062,"EMI Industries, LLC","RBLP8033S",null,50]
[2409061,"EMI Industries, LLC","RBLP9733S",null,50]
[2409081,"EMI Industries, LLC","SULP4030S",null,50]
[2409052,"EMI Industries, LLC","SULP4033S",null,50]
[2409067,"EMI Industries, LLC","SULP5830S",null,50]
[2514990,"QBD","CD10-58-HC",null,50]
[2514926,"QBD","CD10-HC",null,50]
[2514857,"QBD","CD12-HC",null,50]
[2470823,"QBD","CD1456-HC",null,50]
[2407341,"Novum","1700R TD",null,150]
[2407340,"Novum","1900R TD",null,150]
[2407342,"Novum","2500R TD",null,150]
[2631711,"Delfield","4424NP",",4424NP**********,; ,D4424NP*********,; ,ST4424NP********,; ,STD4424NP*******,",50]
[2609392,"Delfield","4427NP",",4427NP**********,; ,D4427NP*********,; ,ST4427NP********,; ,STD4427NP*******,",50]
[2609366,"Delfield","4432NP",",D4432NP*********,; ,ST4432NP********,; ,STD4432NP*******,",50]
[2544316,"Delfield","4448NP",",4448NP**********,; ,ST4448NP********,",50]
[2609564,"Delfield","4472NP",",4472NP**********,; ,ST4472NP********,",50]
[2507661,"Delfield","6025XL-G",",6025XL-G********,",50]
[2507660,"Delfield","6025XL-GH",",6025XL-GH*******,",50]
[2408399,"Delfield","6025XL-SH",",6025XL-SH*******,",50]
[2452844,"Delfield","6051XL-S",",6051XL-S********,",100]
[2452849,"Delfield","6051XL-SH",",6051XL-SH*******,",100]
[2470822,"QBD","CD40-HC",null,100]
[2470851,"QBD","CD4154-HC",null,50]
[2470830,"QBD","CD47-HC",null,100]
[2421048,"Turbo Air","JUR-44D-N",null,50]
[2447105,"Turbo Air","TBD-3S*D-N6",null,50]
[2494968,"Turbo Air","TGM-10SD*-N6",null,50]
[2470971,"Turbo Air","TGM-5SD*-N6",null,50]
[2408097,"Turbo Air","JUR-72S-N6",null,50]
[2408102,"Turbo Air","M3R19-1-N6",null,50]
[2408103,"Turbo Air","M3R24-1-N",null,50]
[2408464,"Turbo Air","M3R24-2-N",null,50]
[2408465,"Turbo Air","M3R47-2-N",null,100]
[2408466,"Turbo Air","M3R47-4-N",null,100]
[2408467,"Turbo Air","MUR-28L-N6",null,50]
[2408468,"Turbo Air","MUR-36L-N6",null,50]
[2408469,"Turbo Air","MUR-36-N6",",TUR-36SD-N6,; ,TWR-36SD-N6,",50]
[2853288,"Continental","1RNHD",",1RNSAHD,; ,1RNSSHD,",50]
[2853290,"Continental","MC3NS",",MC3NSSS,",50]
[2853291,"Continental","MC3NSSD",",MC3ND,",50]
[2853551,"Continental","MC4NS",",MC4NSSS,",50]
[2853553,"Continental","MC4NSSD",",MC4ND,",50]
[2853554,"Continental","MC5ND",",MC5NSSD,",50]
[2853555,"Continental","MC5NS",",MC5NSSS,",50]
[2853577,"Continental","RA43SN",",DRA43SNSS,; ,DRA43SNSSBS,; ,RA43SNBS,; ,RA43SNSS,; ,RA43SNSSBS,",50]
[2853556,"Continental","RA60SN",",DRA60SNSS,; ,DRA60SNSSBS,; ,RA60SNBS,; ,RA60SNSS,; ,RA60SNSSBS,",50]
[2853562,"Continental","RA68SN",",DRA68SNSS,; ,DRA68SNSSBS,; ,RA68SNBS,; ,RA68SNSS,; ,RA68SNSSBS,",50]
[2853558,"Continental","RA93SN",",DRA93SNSS,; ,DRA93SNSSBS,; ,RA93SNBS,; ,RA93SNSS,; ,RA93SNSSBS,",50]
[2643451,"ASBER","ARMD 23 HC",",ARR 23 1G F HC,",50]
[2643351,"ASBER","ARR 17 F HC",",ARR 17 HC,",50]
[2643300,"ASBER","ARR 23 H F HC",null,50]
[2643372,"ASBER","ARR 49 2G F H HC",",ARMD 49 HC,",100]
[2643325,"ASBER","ARR 49 H F HC",",ARR 49 H HC,",100]
[2643040,"ASBER","AUTR 48 HC NEO",null,50]
[2643150,"ASBER","AWRR 23 HC",",AWRR 23 F HC,",50]
[2643461,"Fagor","FDM 23 HC",",QVR 1G N HC,",50]
[2643067,"Fagor","FUR 48 N HC",",FUR 48 2D N HC,; ,FUR 48 4D N HC,; ,FWR 48 N HC,",50]
[2643216,"Fagor","QVR 1 N HC",null,50]
[2643364,"Fagor","QVR 2G N HC",",FMD 49 HC,; ,QVR 2G N,",100]
[2643340,"Fagor","QVR 2 N HC",null,100]
[3354744,"Structural Concepts","BD3632 SC",null,50]
[3354745,"Structural Concepts","BD4732 SC",null,50]
[2994723,"Delfield","4460NP********",",D4460NP********,; ,ST4460NP********,; ,STD4460NP********,",50]
[3361107,"Delfield","4464NP",",4464NP**********,; ,D4464NP*********,; ,ST4464NP********,; ,STD4464NP*******,",50]
[2837296,"Delfield","6051XL-G",",6051XL-G********,",100]
[2837303,"Delfield","6051XL-GH",",6051XL-GH*******,",100]
[2649590,"Delfield","GAR1P-SH-IH1",",GAR1P-SH-IH1****,",50]
[2648741,"True Refrigeration","TRM2M******#*******#",null,150]
[2649552,"True Refrigeration","TRM3M******#********#",null,150]
[2649566,"True Refrigeration","TRM4M******#*********#",null,150]
[2635853,"U-Line","UCRE552-SS61A",null,50]
[2635857,"U-Line","UCRE570-SS61A",null,50]
[2635854,"U-Line","UCRE585-SG71A",null,150]
[2635852,"U-Line","UCRE588-SS61A",null,50]
[3387994,"ATOSA","MGF24RGR",null,50]
[3387995,"ATOSA","MGF36RGR",",MGF36RWGR,",50]
[3417834,"Continental","BB24N",",BB24NSS,",50]
[3417835,"Continental","BB50N",",BB50NSS,",50]
[3417804,"Continental","UC24N",",UCN24NSS,",50]
[3417831,"Continental","UC24SNSS",",UC24SN,",50]
[3417832,"Continental","UC48N",",UC48NSS,",50]
[3417833,"Continental","UC48SNSS",",UC48SN,",50]

{"sheet":"Refrigerators_Q","index":14,"n_rows":914,"n_cols":8,"rows_kept":914,"cut":false,"hidden":true,"merged":[]}
["pd_id","energy_star_partner","brand_name","model_name","model_number","additional_model_information","product_type","total_volume_cu_ft"]
[2405073,"Beverage-Air Corp.","Beverage-Air","Horizon Series Top Mount Refrigerator","HR1HC***G********",null,"Vertical Transparent Door Refrigerator",22.28]
[2400996,"Beverage-Air Corp.","Beverage-Air","HR1HC***S********","HR1HC***S********",null,"Vertical Solid Door Refrigerator",21.2]
[2404039,"Beverage-Air Corp.","Beverage-Air","Horizon Series Top Mount Refrigerator","HR1WHC***G********",null,"Vertical Transparent Door Refrigerator",30.76]
[2404095,"Beverage-Air Corp.","Beverage-Air","Horizon Series Top Mount Refrigerator","HR2HC***G********",null,"Vertical Transparent Door Refrigerator",46.9]
[2404102,"Beverage-Air Corp.","Beverage-Air","Horizon Series Top Mount Refrigerator","HR2HC***S********",null,"Vertical Solid Door Refrigerator",46.9]
[2404099,"Beverage-Air Corp.","Beverage-Air","Horizon Series Top Mount Refrigerator","HR3HC***G********",null,"Vertical Transparent Door Refrigerator",71.52]
[2404089,"Beverage-Air Corp.","Beverage-Air","Horizon Series Top Mount Refrigerator","HR3HC***S********",null,"Vertical Solid Door Refrigerator",71.52]
[2405072,"Beverage-Air Corp.","Beverage-Air","Horizon Series Top Mount Refrigerator","HRP1HC***G********",null,"Vertical Transparent Door Refrigerator",22.28]
[2401000,"Beverage-Air Corp.","Beverage-Air","HRP1HC***S********","HRP1HC***S********",null,"Vertical Solid Door Refrigerator",21.2]
[2404038,"Beverage-Air Corp.","Beverage-Air","Horizon Series Top Mount Refrigerator","HRP1WHC***G********",null,"Vertical Transparent Door Refrigerator",30.76]
[2404097,"Beverage-Air Corp.","Beverage-Air","Horizon Series Top Mount Refrigerator","HRP2HC***G********",null,"Vertical Transparent Door Refrigerator",46.9]
[2404103,"Beverage-Air Corp.","Beverage-Air","Horizon Series Top Mount Refrigerator","HRP2HC***S********",null,"Vertical Solid Door Refrigerator",46.9]
[2404090,"Beverage-Air Corp.","Beverage-Air","Horizon Series Top Mount Refrigerator","HRP3HC***G********",null,"Vertical Transparent Door Refrigerator",71.52]
[2404120,"Beverage-Air Corp.","Beverage-Air","Horizon Series Top Mount Refrigerator","HRP3HC***S********",null,"Vertical Solid Door Refrigerator",71.52]
[2405075,"Beverage-Air Corp.","Beverage-Air","Horizon Series Top Mount Refrigerator","HRPS1HC***G********",null,"Vertical Transparent Door Refrigerator",22.28]
[2403134,"Allied Manufacturing, Inc. DBA Valpro Commercial Refrigeration","Valpro","VP1R-23HC","VP1R-23HC",null,"Vertical Transparent Door Refrigerator",18.899999999999999]
[2403132,"Allied Manufacturing, Inc. DBA Valpro Commercial Refrigeration","Valpro","VP1R-HC","VP1R-HC",null,"Vertical Solid Door Refrigerator",18.100000000000001]
[2403135,"Allied Manufacturing, Inc. DBA Valpro Commercial Refrigeration","Valpro","VP2R-48HC","VP2R-48HC",null,"Vertical Transparent Door Refrigerator",43.4]
[2403133,"Allied Manufacturing, Inc. DBA Valpro Commercial Refrigeration","Valpro","VP2R-HC","VP2R-HC",null,"Vertical Solid Door Refrigerator",41.6]
[2403136,"Allied Manufacturing, Inc. DBA Valpro Commercial Refrigeration","Valpro","VPUCR27","VPUCR27",null,"Vertical Solid Door Refrigerator",5.4]
[2403137,"Allied Manufacturing, Inc. DBA Valpro Commercial Refrigeration","Valpro","VPUCR48","VPUCR48",null,"Vertical Solid Door Refrigerator",10.1]
[2403138,"Allied Manufacturing, Inc. DBA Valpro Commercial Refrigeration","Valpro","VPUCR60","VPUCR60",null,"Vertical Solid Door Refrigerator",13.2]
[2405040,"Allied Trading Inc.","Padela","PDB-1R-HC","PDB-1R-HC",null,"Vertical Solid Door Refrigerator",19.170000000000002]
[2406395,"Allied Trading Inc.","Padela","PDB-2R-HC","PDB-2R-HC",null,"Vertical Solid Door Refrigerator",43.8]
[2406391,"Allied Trading Inc.","Padela","PDB-3R-HC","PDB-3R-HC",null,"Vertical Solid Door Refrigerator",68.28]
[2405044,"Allied Trading Inc.","Padela","PDGB-19-HC","PDGB-19-HC",",PDG-1R-HC,; ,PDGW-19-HC,","Vertical Transparent Door Refrigerator",19.38]
[2405049,"Allied Trading Inc.","Padela","PDGB-44-HC","PDGB-44-HC",",PDG-2R-HC,; ,PDGW-44-HC,","Vertical Transparent Door Refrigerator",43.8]
[2405773,"Allied Trading Inc.","Padela","PDT-1R-HC","PDT-1R-HC",null,"Vertical Solid Door Refrigerator",21.36]
[2405034,"Allied Trading Inc.","Padela","PDT-2DR-HC","PDT-2DR-HC",null,"Vertical Solid Door Refrigerator",21.24]
[2405776,"Allied Trading Inc.","Padela","PDT-2R-HC","PDT-2R-HC",null,"Vertical Solid Door Refrigerator",42.18]
[2405779,"Allied Trading Inc.","Padela","PDT-3R-HC","PDT-3R-HC",null,"Vertical Solid Door Refrigerator",65.14]
[2405223,"Allied Trading Inc.","Padela","PDU-27R-HC","PDU-27R-HC",null,"Vertical Solid Door Refrigerator",7.13]
[2405218,"Allied Trading Inc.","Padela","PDU-48R-HC","PDU-48R-HC",null,"Vertical Solid Door Refrigerator",13.36]
[2405213,"Allied Trading Inc.","Padela","PDU-60R-HC","PDU-60R-HC",null,"Vertical Solid Door Refrigerator",17.27]
[2405204,"Allied Trading Inc.","Padela","PDU-72R-HC","PDU-72R-HC",null,"Vertical Solid Door Refrigerator",21.43]
[2406644,"Asbury Foodservice","Maxx Cold","MCR-23FDHC","MCR-23FDHC",null,"Vertical Solid Door Refrigerator",18.89]
[2407361,"Asbury Foodservice","Maxx Cold","MCR-49FDHC","MCR-49FDHC",null,"Vertical Solid Door Refrigerator",42.7]
[2406712,"Asbury Foodservice","Maxx Cold","MCR-72FDHC","MCR-72FDHC",null,"Vertical Solid Door Refrigerator",66.52]
[2406714,"Asbury Foodservice","Maxx Cold","MCRT-23FDHC","MCRT-23FDHC",null,"Vertical Solid Door Refrigerator",19.04]
[2406716,"Asbury Foodservice","Maxx Cold","MCRT-49FDHC","MCRT-49FDHC",null,"Vertical Solid Door Refrigerator",42.85]
[2402836,"Asbury Foodservice","MAXXCOLD","MXCR-23FDHC","MXCR-23FDHC",null,"Vertical Solid Door Refrigerator",18.3]
[2404630,"Asbury Foodservice","MAXXCOLD","MXCR27UHC","MXCR27UHC",null,"Vertical Solid Door Refrigerator",5.4]
[2404631,"Asbury Foodservice","MAXXCOLD","MXCR48UHC","MXCR48UHC",null,"Vertical Solid Door Refrigerator",10.1]
[2402837,"Asbury Foodservice","MAXXCOLD","MXCR-49FDHC","MXCR-49FDHC",null,"Vertical Solid Door Refrigerator",42.5]
[2404632,"Asbury Foodservice","MAXXCOLD","MXCR60UHC","MXCR60UHC",null,"Vertical Solid Door Refrigerator",13.2]
[2402838,"Asbury Foodservice","MAXXCOLD","MXM1-23RBHC","MXM1-23RBHC",null,"Vertical Transparent Door Refrigerator",18.89]
[2402839,"Asbury Foodservice","MAXXCOLD","MXM1-23RHC","MXM1-23RHC",null,"Vertical Transparent Door Refrigerator",18.89]
[2402841,"Asbury Foodservice","MAXXCOLD","MXM2-48RBHC","MXM2-48RBHC",null,"Vertical Transparent Door Refrigerator",43.4]
[2402840,"Asbury Foodservice","MAXXCOLD","MXM2-48RHC","MXM2-48RHC",null,"Vertical Transparent Door Refrigerator",43.4]
[2405063,"Beverage-Air Corp.","Beverage-Air","Back Bar Cooler","BB58HC****G*******",null,"Vertical Transparent Door Refrigerator",21.86]
[2405067,"Beverage-Air Corp.","Beverage-Air","Back Bar Cooler","BB68HC****G*******",null,"Vertical Transparent Door Refrigerator",25.93]
[2405062,"Beverage-Air Corp.","Beverage-Air","Back Bar Cooler","BB94HC***********",null,"Vertical Solid Door Refrigerator",32.869999999999997]
[2405069,"Beverage-Air Corp.","Beverage-Air","Back Bar Cooler","BB94HC****G*******",null,"Vertical Transparent Door Refrigerator",32.869999999999997]
[2404003,"Beverage-Air Corp.","Beverage-Air","Merchandiser","CT96HC**********",null,"Vertical Transparent Door Refrigerator",5.96]
[2405064,"Beverage-Air Corp.","Beverage-Air","Direct Draw Beer Dispenser","DD58HC****G*******",null,"Vertical Transparent Door Refrigerator",21.86]
[2405068,"Beverage-Air Corp.","Beverage-Air","Direct Draw Beer Dispenser","DD68HC****G*******",null,"Vertical Transparent Door Refrigerator",25.93]
[2405061,"Beverage-Air Corp.","Beverage-Air","Direct Draw Beer Dispenser","DD94HC***********",null,"Vertical Solid Door Refrigerator",32.869999999999997]
[2405070,"Beverage-Air Corp.","Beverage-Air","Direct Draw Beer Dispenser","DD94HC****G*******",null,"Vertical Transparent Door Refrigerator",32.869999999999997]
[2405077,"Beverage-Air Corp.","Beverage-Air","Horizon Series","HBR12****G*******",null,"Vertical Transparent Door Refrigerator",12.06]
[2405066,"Beverage-Air Corp.","Beverage-Air","Horizon Series","HBR12HC****S*******",null,"Vertical Solid Door Refrigerator",12.06]
[2404045,"Beverage-Air Corp.","Beverage-Air","Horizon Series","HBR19HC-1**G*******",null,"Vertical Transparent Door Refrigerator",17.95]
[2404067,"Beverage-Air Corp.","Beverage-Air","Horizon Series","HBR19HC-1**S*******",null,"Vertical Solid Door Refrigerator",17.940000000000001]
[2405083,"Beverage-Air Corp.","Beverage-Air","Horizon Series","HBR23HC****G*******",null,"Vertical Transparent Door Refrigerator",23.1]
[2405058,"Beverage-Air Corp.","Beverage-Air","Horizon Series","HBR23HC****S*******",null,"Vertical Solid Door Refrigerator",23.1]
[2405085,"Beverage-Air Corp.","Beverage-Air","Horizon Series","HBR27HC****1*******",null,"Vertical Solid Door Refrigerator",25.88]
[2405086,"Beverage-Air Corp.","Beverage-Air","Horizon Series","HBR27HC****G*******",null,"Vertical Transparent Door Refrigerator",26.17]
[2404071,"Beverage-Air Corp.","Beverage-Air","Horizon Series","HBR35HC-1**G*******",null,"Vertical Transparent Door Refrigerator",35.549999999999997]
[2404074,"Beverage-Air Corp.","Beverage-Air","Horizon Series","HBR35HC-1**S*******",null,"Vertical Solid Door Refrigerator",35.4]
[2405163,"Beverage-Air Corp.","Beverage-Air","Horizon Series","HBR44HC-1",null,"Vertical Solid Door Refrigerator",40.200000000000003]
[2405161,"Beverage-Air Corp.","Beverage-Air","Horizon Series","HBR44HC****1*******",null,"Vertical Solid Door Refrigerator",40.200000000000003]
[2401013,"Beverage-Air Corp.","Beverage-Air","HBR44HC****G*******","HBR44HC****G*******",null,"Vertical Transparent Door Refrigerator",42.7]
[2405095,"Beverage-Air Corp.","Beverage-Air","Horizon Series","HBR49HC****1*******",null,"Vertical Solid Door Refrigerator",46.15]
[2405092,"Beverage-Air Corp.","Beverage-Air","Horizon Series","HBR49HC****G*******",null,"Vertical Transparent Door Refrigerator",46.15]
[2405096,"Beverage-Air Corp.","Beverage-Air","Horizon Series","HBR72HC****1*******",null,"Vertical Solid Door Refrigerator",68.930000000000007]
[2405101,"Beverage-Air Corp.","Beverage-Air","Horizon Series","HBR72HC****G*******",null,"Vertical Transparent Door Refrigerator",68.930000000000007]
[2405098,"Beverage-Air Corp.","Beverage-Air","Lumavue Glass Door Merchandiser","LV66HC**********",null,"Vertical Transparent Door Refrigerator",64.400000000000006]
[2405102,"Beverage-Air Corp.","Beverage-Air","Lumavue Glass Door Merchandiser","LV72HC**********",null,"Vertical Transparent Door Refrigerator",68.930000000000007]
[2404047,"Beverage-Air Corp.","Beverage-Air","MarketMax Refrigerator","MMR19HC**********",null,"Vertical Transparent Door Refrigerator",17.95]
[2405082,"Beverage-Air Corp.","Beverage-Air","MarketMax Refrigerator","MMR23HC**********",null,"Vertical Transparent Door Refrigerator",23.1]
[2405089,"Beverage-Air Corp.","Beverage-Air","MarketMax Refrigerator","MMR27HC**********",null,"Vertical Transparent Door Refrigerator",26.17]
[2404069,"Beverage-Air Corp.","Beverage-Air","MarketMax Refrigerator","MMR35HC**********",null,"Vertical Transparent Door Refrigerator",35.549999999999997]
[2401014,"Beverage-Air Corp.","Beverage-Air","MMR44HC**********","MMR44HC**********",null,"Vertical Transparent Door Refrigerator",42.7]
[2404043,"Beverage-Air Corp.","Beverage-Air","Market Max Refrigerator","MMR45HC**********",null,"Vertical Transparent Door Refrigerator",41.36]
[2405091,"Beverage-Air Corp.","Beverage-Air","MarketMax Refrigerator","MMR49HC**********",null,"Vertical Transparent Door Refrigerator",46.15]
[2405099,"Beverage-Air Corp.","Beverage-Air","MarketMax Refrigerator","MMR66HC*********",null,"Vertical Transparent Door Refrigerator",64.400000000000006]
[2405100,"Beverage-Air Corp.","Beverage-Air","MarketMax Refrigerator","MMR72HC**********",null,"Vertical Transparent Door Refrigerator",68.930000000000007]
[2403162,"Beverage-Air Corp.","Beverage-Air","MT08-1[#]","MT08-1[#]",null,"Vertical Transparent Door Refrigerator",7.69]
[2403164,"Beverage-Air Corp.","Beverage-Air","MT10-1[#]","MT10-1[#]",null,"Vertical Transparent Door Refrigerator",9.43]
[2403161,"Beverage-Air Corp.","Beverage-Air","MT12-1[#]","MT12-1[#]",null,"Vertical Transparent Door Refrigerator",11.5]
[2403166,"Beverage-Air Corp.","Beverage-Air","MT23-1[#]","MT23-1[#]",null,"Vertical Transparent Door Refrigerator",19.2]
[2403160,"Beverage-Air Corp.","Beverage-Air","MT34-1[#]","MT34-1[#]",null,"Vertical Transparent Door Refrigerator",26.12]
[2403163,"Beverage-Air Corp.","Beverage-Air","MT49-1[#]","MT49-1[#]",null,"Vertical Transparent Door Refrigerator",37.42]
[2403167,"Beverage-Air Corp.","Beverage-Air","MT49-1-SD[#]","MT49-1-SD[#]",null,"Vertical Transparent Door Refrigerator",39.03]
[2403168,"Beverage-Air Corp.","Beverage-Air","MT53-1[#]","MT53-1[#]",null,"Vertical Transparent Door Refrigerator",41.66]
[2403165,"Beverage-Air Corp.","Beverage-Air","MT53-1-SD[#]","MT53-1-SD[#]",null,"Vertical Transparent Door Refrigerator",41.66]
[2404093,"Beverage-Air Corp.","Victory","Elite Reach-In Refrigerator","VERSA-2D-HD-HC",null,"Vertical Solid Door Refrigerator",46.9]
[2404122,"Beverage-Air Corp.","Victory","Elite Reach-In Refrigerator","VERSA-2D-HG-HC",null,"Vertical Transparent Door Refrigerator",46.9]
[2404101,"Beverage-Air Corp.","Victory","Elite Reach-In Refrigerator","VERSA-2D-SD-HC",null,"Vertical Solid Door Refrigerator",46.9]
[2404098,"Beverage-Air Corp.","Victory","Elite Reach-In Refrigerator","VERSA-3D-GD-HC",null,"Vertical Transparent Door Refrigerator",71.52]
[2404118,"Beverage-Air Corp.","Victory","Elite Reach-In Refrigerator","VERSA-3D-HD-HC",null,"Vertical Solid Door Refrigerator",71.52]
[2404092,"Beverage-Air Corp.","Victory","Elite Reach-In Refrigerator","VERSA-3D-HG-HC",null,"Vertical Transparent Door Refrigerator",71.52]
[2404088,"Beverage-Air Corp.","Victory","Elite Reach-In Refrigerator","VERSA-3D-SD-HC",null,"Vertical Solid Door Refrigerator",71.52]
[2404032,"Beverage-Air Corp.","Victory","Undercounter Refrigerator","VUR36HC*********",null,"Vertical Solid Door Refrigerator",8.24]
[2404027,"Beverage-Air Corp.","Victory","Undercounter Refrigerator","VUR46HC*********",null,"Vertical Solid Door Refrigerator",10.8]
[2404021,"Beverage-Air Corp.","Victory","Undercounter Refrigerator","VUR48HC*********",null,"Vertical Solid Door Refrigerator",11.82]
[2404029,"Beverage-Air Corp.","Victory","Undercounter Refrigerator","VUR60HC*********",null,"Vertical Solid Door Refrigerator",14.75]
[2405124,"Beverage-Air Corp.","Victory","Undercounter Refrigerator","VUR67HC*********",null,"Vertical Solid Door Refrigerator",18.97]
[2404030,"Beverage-Air Corp.","Victory","Worktop Refrigerator","VWR36HC*********",null,"Vertical Solid Door Refrigerator",8.24]
[2404022,"Beverage-Air Corp.","Victory","Worktop Refrigerator","VWR46HC*********",null,"Vertical Solid Door Refrigerator",10.8]
[2404019,"Beverage-Air Corp.","Victory","Worktop Refrigerator","VWR48HC*********",null,"Vertical Solid Door Refrigerator",11.82]
[2404080,"Beverage-Air Corp.","Beverage-Air","Reach-In Refrigerator","PR3HC-1A*S******",null,"Vertical Solid Door Refrigerator",67.73]
[2404075,"Beverage-Air Corp.","Beverage-Air","Roll-In Refrigerator","PRI2HC-1AS******",null,"Vertical Solid Door Refrigerator",72.150000000000006]
[2404044,"Beverage-Air Corp.","Beverage-Air","Vista Series","RB19HC-1**G*******",null,"Vertical Transparent Door Refrigerator",17.95]
[2404068,"Beverage-Air Corp.","Beverage-Air","Vista Series","RB19HC-1**S*******",null,"Vertical Solid Door Refrigerator",17.940000000000001]
[2405081,"Beverage-Air Corp.","Beverage-Air","Vista Series","RB23HC-1*G*******",null,"Vertical Transparent Door Refrigerator",23.1]
[2405059,"Beverage-Air Corp.","Beverage-Air","Vista Series","RB23HC****S*******",null,"Vertical Solid Door Refrigerator",23.1]
[2405088,"Beverage-Air Corp.","Beverage-Air","Vista Series","RB27HC-1**G*******",null,"Vertical Transparent Door Refrigerator",26.17]
[2405084,"Beverage-Air Corp.","Beverage-Air","Vista Series","RB27HC-1**S*******",null,"Vertical Solid Door Refrigerator",25.88]
[2404070,"Beverage-Air Corp.","Beverage-Air","Vista Series","RB35HC-1**G*******",null,"Vertical Transparent Door Refrigerator",35.549999999999997]
[2404073,"Beverage-Air Corp.","Beverage-Air","Vista Series","RB35HC-1**S*******",null,"Vertical Solid Door Refrigerator",35.4]
[2401012,"Beverage-Air Corp.","Beverage-Air","RB44HC-1**G*******","RB44HC-1**G*******",null,"Vertical Transparent Door Refrigerator",42.7]
[2405162,"Beverage-Air Corp.","Beverage-Air","Vista Series","RB44HC-1**S*******",null,"Vertical Solid Door Refrigerator",40.200000000000003]
[2405093,"Beverage-Air Corp.","Beverage-Air","Vista Series","RB49HC-1**G*******",null,"Vertical Transparent Door Refrigerator",46.15]
[2405094,"Beverage-Air Corp.","Beverage-Air","Vista Series","RB49HC-1**S*******",null,"Vertical Solid Door Refrigerator",46.15]
[2405103,"Beverage-Air Corp.","Beverage-Air","Vista Series","RB72HC-1**G*******",null,"Vertical Transparent Door Refrigerator",68.930000000000007]
[2405097,"Beverage-Air Corp.","Beverage-Air","Vista Series","RB72HC-1**S*******",null,"Vertical Solid Door Refrigerator",68.930000000000007]
[2405078,"Beverage-Air Corp.","Beverage-Air","Horizon Series","RI18HC***G********",null,"Vertical Transparent Door Refrigerator",16.850000000000001]
[2405104,"Beverage-Air Corp.","Beverage-Air","School Milk Cooler","SM34HC*********",null,"Horizontal Solid Door Refrigerator",12.73]
[2405126,"Beverage-Air Corp.","Beverage-Air","School Milk Cooler","SM49HC*********",null,"Horizontal Solid Door Refrigerator",20.32]
[2405115,"Beverage-Air Corp.","Beverage-Air","Undercounter Refrigerator","UCR20HC*********",null,"Vertical Solid Door Refrigerator",2.25]
[2401005,"Beverage-Air Corp.","Beverage-Air","UCR24AHC*********","UCR24AHC*********",null,"Vertical Solid Door Refrigerator",5.2]
[2401004,"Beverage-Air Corp.","Beverage-Air","UCR24HC**********","UCR24HC**********",null,"Vertical Solid Door Refrigerator",4.5]
[2401008,"Beverage-Air Corp.","Beverage-Air","UCR27AHC**********","UCR27AHC**********",null,"Vertical Solid Door Refrigerator",6.1]
[2401006,"Beverage-Air Corp.","Beverage-Air","UCR27HC**********","UCR27HC**********",null,"Vertical Solid Door Refrigerator",5.3]
[2405119,"Beverage-Air Corp.","Beverage-Air","Undercounter Refrigerator","UCR32AHC*********",null,"Vertical Solid Door Refrigerator",7.22]
[2405107,"Beverage-Air Corp.","Beverage-Air","Undercounter Refrigerator","UCR32AHC-25*********",null,"Vertical Transparent Door Refrigerator",7.22]
[2401010,"Beverage-Air Corp.","Beverage-Air","UCR34HC**********","UCR34HC**********",null,"Vertical Solid Door Refrigerator",6]
[2404031,"Beverage-Air Corp.","Beverage-Air","Undercounter Refrigerator","UCR36AHC*********",null,"Vertical Solid Door Refrigerator",8.24]
[2404026,"Beverage-Air Corp.","Beverage-Air","Undercounter Refrigerator","UCR*41AHC*********",null,"Vertical Solid Door Refrigerator",7.94]
[2404024,"Beverage-Air Corp.","Beverage-Air","Undercounter Refrigerator","UCR*46AHC*********",null,"Vertical Solid Door Refrigerator",10.8]
[2404020,"Beverage-Air Corp.","Beverage-Air","Undercounter Refrigerator","UCR*48AHC*********",null,"Vertical Solid Door Refrigerator",11.82]
[2404016,"Beverage-Air Corp.","Beverage-Air","Undercounter Refrigerator","UCR*48AHC-25*********",null,"Vertical Transparent Door Refrigerator",12.19]
[2404014,"Beverage-Air Corp.","Beverage-Air","Undercounter Refrigerator","UCR*60AHC*********",null,"Vertical Solid Door Refrigerator",14.75]
[2404015,"Beverage-Air Corp.","Beverage-Air","Undercounter Refrigerator","UCR*60AHC-25*********",null,"Vertical Transparent Door Refrigerator",14.75]
[2405123,"Beverage-Air Corp.","Beverage-Air","Undercounter Refrigerator","UCR67AHC********",null,"Vertical Solid Door Refrigerator",18.97]
[2405116,"Beverage-Air Corp.","Beverage-Air","Worktop Refrigerator","WTR20HC*********",null,"Vertical Solid Door Refrigerator",2.25]
[2401003,"Beverage-Air Corp.","Beverage-Air","WTR24AHC**********","WTR24AHC**********",null,"Vertical Solid Door Refrigerator",5.2]
[2401002,"Beverage-Air Corp.","Beverage-Air","WTR24HC**********","WTR24HC**********",null,"Vertical Solid Door Refrigerator",4.5]
[2401009,"Beverage-Air Corp.","Beverage-Air","WTR27AHC**********","WTR27AHC**********",null,"Vertical Solid Door Refrigerator",6.1]
[2401007,"Beverage-Air Corp.","Beverage-Air","WTR27HC**********","WTR27HC**********",null,"Vertical Solid Door Refrigerator",5.3]
[2405118,"Beverage-Air Corp.","Beverage-Air","Worktop Refrigerator","WTR32AHC*********",null,"Vertical Solid Door Refrigerator",7.22]
[2405108,"Beverage-Air Corp.","Beverage-Air","Worktop Refrigerator","WTR32AHC-25*********",null,"Vertical Transparent Door Refrigerator",7.22]
[2401011,"Beverage-Air Corp.","Beverage-Air","WTR34HC**********","WTR34HC**********",null,"Vertical Solid Door Refrigerator",6]
[2404033,"Beverage-Air Corp.","Beverage-Air","Worktop Refrigerator","WTR36AHC*********",null,"Vertical Solid Door Refrigerator",8.24]
[2404025,"Beverage-Air Corp.","Beverage-Air","Worktop Refrigerator","WTR*41AHC*********",null,"Vertical Solid Door Refrigerator",7.94]
[2404023,"Beverage-Air Corp.","Beverage-Air","Worktop Refrigerator","WTR*46AHC*********",null,"Vertical Solid Door Refrigerator",10.8]
[2404018,"Beverage-Air Corp.","Beverage-Air","Worktop Refrigerator","WTR*48AHC*********",null,"Vertical Solid Door Refrigerator",11.82]
[2404017,"Beverage-Air Corp.","Beverage-Air","Worktop Refrigerator","WTR*48AHC-25*********",null,"Vertical Transparent Door Refrigerator",12.19]
[2404013,"Beverage-Air Corp.","Beverage-Air","Worktop Refrigerator","WTR*60AHC*********",null,"Vertical Solid Door Refrigerator",14.75]
[2404028,"Beverage-Air Corp.","Beverage-Air","Worktop Refrigerator","WTR*60AHC-25*********",null,"Vertical Transparent Door Refrigerator",14.75]
[2405125,"Beverage-Air Corp.","Beverage-Air","Worktop Refrigerator","WTR*67AHC*********",null,"Vertical Solid Door Refrigerator",18.97]
[2404076,"Beverage-Air Corp.","Victory","Roll-In Refrigerator","RIS-2D-S1-HC",null,"Vertical Solid Door Refrigerator",72.150000000000006]
[2404077,"Beverage-Air Corp.","Victory","Roll-In Refrigerator","RIS**2D*S1*HC",null,"Vertical Solid Door Refrigerator",72.150000000000006]
[2404079,"Beverage-Air Corp.","Victory","Reach-In Refrigerator","RS-2D-S1-EW-HC",null,"Vertical Solid Door Refrigerator",48.6]
[2404078,"Beverage-Air Corp.","Victory","Reach-In Refrigerator","RS**2D*S1*EW****HC",null,"Vertical Solid Door Refrigerator",48.6]
[2404083,"Beverage-Air Corp.","Victory","Reach-In Refrigerator","RS**3D*S1**G**HC",null,"Vertical Transparent Door Refrigerator",67.73]
[2404082,"Beverage-Air Corp.","Victory","Reach-In Refrigerator","RS**3D*S1****HC******",null,"Vertical Solid Door Refrigerator",67.73]
[2404081,"Beverage-Air Corp.","Victory","Reach-In Refrigerator","RS-3D-S1-HD-HC",null,"Vertical Solid Door Refrigerator",67.73]
[2404084,"Beverage-Air Corp.","Victory","Reach-In Refrigerator","RS-3D-S1-HG-HC",null,"Vertical Transparent Door Refrigerator",67.73]
[2405074,"Beverage-Air Corp.","Victory","Elite Reach-In Refrigerator","VERSA-1D-GD-HC",null,"Vertical Transparent Door Refrigerator",22.28]
[2401001,"Beverage-Air Corp.","Victory","VERSA-1D-HD-HC","VERSA-1D-HD-HC",null,"Vertical Solid Door Refrigerator",21.2]
[2405079,"Beverage-Air Corp.","Victory","Elite Reach-In Refrigerator","VERSA-1D-HG-HC",null,"Vertical Transparent Door Refrigerator",22.28]
[2400997,"Beverage-Air Corp.","Victory","VERSA-1D-SD-HC","VERSA-1D-SD-HC",null,"Vertical Solid Door Refrigerator",21.2]
[2404121,"Beverage-Air Corp.","Victory","Elite Reach-In Refrigerator","VERSA-2D-GD-HC",null,"Vertical Transparent Door Refrigerator",46.9]
[2400999,"Beverage-Air Corp.","Beverage-Air","HRPS1HC***S********","HRPS1HC***S********",null,"Vertical Solid Door Refrigerator",21.2]
[2404041,"Beverage-Air Corp.","Beverage-Air","Horizon Series Top Mount Refrigerator","HRPS1WHC***G********",null,"Vertical Transparent Door Refrigerator",30.76]
[2404123,"Beverage-Air Corp.","Beverage-Air","Horizon Series Top Mount Refrigerator","HRPS2HC***G********",null,"Vertical Transparent Door Refrigerator",46.9]
[2404094,"Beverage-Air Corp.","Beverage-Air","Horizon Series Top Mount Refrigerator","HRPS2HC***S********",null,"Vertical Solid Door Refrigerator",46.9]
[2404091,"Beverage-Air Corp.","Beverage-Air","Horizon Series Top Mount Refrigerator","HRPS3HC***G********",null,"Vertical Transparent Door Refrigerator",71.52]
[2404117,"Beverage-Air Corp.","Beverage-Air","Horizon Series Top Mount Refrigerator","HRPS3HC***S********",null,"Vertical Solid Door Refrigerator",71.52]
[2405071,"Beverage-Air Corp.","Beverage-Air","Horizon Series Top Mount Refrigerator","HRS1HC***G********",null,"Vertical Transparent Door Refrigerator",22.28]
[2400998,"Beverage-Air Corp.","Beverage-Air","HRS1HC***S********","HRS1HC***S********",null,"Vertical Solid Door Refrigerator",21.2]
[2404040,"Beverage-Air Corp.","Beverage-Air","Horizon Series Top Mount Refrigerator","HRS1WHC***G********",null,"Vertical Transparent Door Refrigerator",30.76]
[2404096,"Beverage-Air Corp.","Beverage-Air","Horizon Series Top Mount Refrigerator","HRS2HC***G********",null,"Vertical Transparent Door Refrigerator",46.9]
[2404104,"Beverage-Air Corp.","Beverage-Air","Horizon Series Top Mount Refrigerator","HRS2HC***S********",null,"Vertical Solid Door Refrigerator",46.9]
[2404100,"Beverage-Air Corp.","Beverage-Air","Horizon Series Top Mount Refrigerator","HRS3HC***G********",null,"Vertical Transparent Door Refrigerator",71.52]
[2404119,"Beverage-Air Corp.","Beverage-Air","Horizon Series Top Mount Refrigerator","HRS3HC***S********",null,"Vertical Solid Door Refrigerator",71.52]
[2404087,"Beverage-Air Corp.","Beverage-Air","Lumavue Glass Door Merchandiser","LV10HC**",null,"Vertical Transparent Door Refrigerator",9.6]
[2405076,"Beverage-Air Corp.","Beverage-Air","Lumavue Glass Door Merchandiser","LV12HC**********",null,"Vertical Transparent Door Refrigerator",12.06]
[2404046,"Beverage-Air Corp.","Beverage-Air","Lumavue Glass Door Merchandiser","LV19HC**********",null,"Vertical Transparent Door Refrigerator",17.95]
[2405080,"Beverage-Air Corp.","Beverage-Air","Lumavue Glass Door Merchandiser","LV23HC*",null,"Vertical Transparent Door Refrigerator",23.1]
[2405087,"Beverage-Air Corp.","Beverage-Air","Lumavue Glass Door Merchandiser","LV27HC**********",null,"Vertical Transparent Door Refrigerator",26.17]
[2404072,"Beverage-Air Corp.","Beverage-Air","Lumavue Glass Door Merchandiser","LV35HC**********",null,"Vertical Transparent Door Refrigerator",35.549999999999997]
[2404042,"Beverage-Air Corp.","Beverage-Air","Lumavue Glass Door Merchandiser","LV45HC**********",null,"Vertical Transparent Door Refrigerator",41.36]
[2405090,"Beverage-Air Corp.","Beverage-Air","Lumavue Glass Door Merchandiser","LV49HC**********",null,"Vertical Transparent Door Refrigerator",46.15]
[2403360,"Electrolux Professional","Kelvinator","KCHUC60R","KCHUC60R",null,"Vertical Solid Door Refrigerator",13.2]
[2466550,"Electrolux Professional","Kelvinator","KCHUCWT27R","KCHUCWT27R",null,"Vertical Solid Door Refrigerator",5.4]
[2466552,"Electrolux Professional","Kelvinator","KCHUCWT48R","KCHUCWT48R",null,"Vertical Solid Door Refrigerator",10.1]
[2466553,"Electrolux Professional","Kelvinator","KCHUCWT60R","KCHUCWT60R",null,"Vertical Solid Door Refrigerator",13.2]
[2409053,"EMI Industries, LLC","EMI Industries, LLC","LB4030S","LB4030S",null,"Vertical Solid Door Refrigerator",6.48]
[2408963,"EMI Industries, LLC","EMI Industries, LLC","LB4033S","LB4033S",null,"Vertical Solid Door Refrigerator",7.3]
[2409055,"EMI Industries, LLC","EMI Industries, LLC","LB4330S","LB4330S",null,"Vertical Solid Door Refrigerator",7.38]
[2447107,"EMI Industries, LLC","EMI Industries, LLC","LB4333S","LB4333S",null,"Vertical Solid Door Refrigerator",8.32]
[2447112,"EMI Industries, LLC","EMI Industries, LLC","LB4333SM","LB4333SM",null,"Vertical Solid Door Refrigerator",9.65]
[2409056,"EMI Industries, LLC","EMI Industries, LLC","LB6030S","LB6030S",null,"Vertical Solid Door Refrigerator",12.37]
[2409041,"EMI Industries, LLC","EMI Industries, LLC","LB6033S","LB6033S",null,"Vertical Solid Door Refrigerator",13.92]
[2409044,"EMI Industries, LLC","EMI Industries, LLC","LB6630S","LB6630S",null,"Vertical Solid Door Refrigerator",14.16]
[2447109,"EMI Industries, LLC","EMI Industries, LLC","LB6633S","LB6633S",null,"Vertical Solid Door Refrigerator",15.96]
[2447114,"EMI Industries, LLC","EMI Industries, LLC","LB6633SM","LB6633SM",null,"Vertical Solid Door Refrigerator",17.02]
[2409063,"EMI Industries, LLC","EMI Industries, LLC","LB7230S","LB7230S",null,"Vertical Solid Door Refrigerator",15.96]
[2409057,"EMI Industries, LLC","EMI Industries, LLC","LB7233S","LB7233S",null,"Vertical Solid Door Refrigerator",18]
[2409046,"EMI Industries, LLC","EMI Industries, LLC","LB8130S","LB8130S",null,"Vertical Solid Door Refrigerator",19.149999999999999]
[2409060,"EMI Industries, LLC","EMI Industries, LLC","LB8133S","LB8133S",null,"Vertical Solid Door Refrigerator",21.56]
[2409048,"EMI Industries, LLC","EMI Industries, LLC","LB9030S","LB9030S",null,"Vertical Solid Door Refrigerator",21.84]
[2447110,"EMI Industries, LLC","EMI Industries, LLC","LB9033S","LB9033S",null,"Vertical Solid Door Refrigerator",24.62]
[2447115,"EMI Industries, LLC","EMI Industries, LLC","LB9033SM","LB9033SM",null,"Vertical Solid Door Refrigerator",26.25]
[2404012,"Beverage-Air Corp.","Victory","Worktop Refrigerator","VWR60HC*********",null,"Vertical Solid Door Refrigerator",14.75]
[2405122,"Beverage-Air Corp.","Victory","Worktop Refrigerator","VWR67HC*********",null,"Vertical Solid Door Refrigerator",18.97]
[2402075,"Broich Enterprises, Inc.","Arctic Air","AR23EZ","AR23EZ",null,"Vertical Solid Door Refrigerator",18.100000000000001]
[2402086,"Broich Enterprises, Inc.","Arctic Air","AR49EZ","AR49EZ",null,"Vertical Solid Door Refrigerator",41.6]
[2402076,"Broich Enterprises, Inc.","Arctic Air","AUC27RZ","AUC27RZ",null,"Vertical Solid Door Refrigerator",5.4]
[2402077,"Broich Enterprises, Inc.","Arctic Air","AUC48RZ","AUC48RZ",null,"Vertical Solid Door Refrigerator",10.1]
[2402416,"Clark Associates","Avantco Refrigeration","178Z1R2A","178Z1R2A",",178Z1R2AWMS,; ,178Z1R2E,; ,178Z1R2EWMS,; ,178Z1R2F,; ,178Z1R2FWMS,; ,178Z1R2J,; ,178Z1R2JWMS,; ,178Z1RHC,; ,178Z1RWMS,","Vertical Solid Door Refrigerator",21.26]
[2402417,"Clark Associates","Avantco Refrigeration","178Z1RGHC","178Z1RGHC",",178Z1RGWMS,","Vertical Transparent Door Refrigerator",21.26]
[2402413,"Clark Associates","Avantco Refrigeration","178Z2R4K","178Z2R4K",",178Z2R4KWMS,; ,178Z2R4N,; ,178Z2R4NWMS,; ,178Z2RHC,; ,178Z2RWMS,","Vertical Solid Door Refrigerator",42.59]
[2402412,"Clark Associates","Avantco Refrigeration","178Z2RGHC","178Z2RGHC",",178Z2RGWMS,","Vertical Solid Door Refrigerator",42.59]
[2405725,"Continental Refrigerator","Continental","1REN","1REN",",1RENSA,; ,1RENSS,","Vertical Solid Door Refrigerator",21.38]
[2405649,"Continental Refrigerator","Continental","1RENGD","1RENGD",",1RENSAGD,; ,1RENSSGD,","Vertical Transparent Door Refrigerator",21.4]
[2405592,"Continental Refrigerator","Continental","1RENGDHD","1RENGDHD",",1RENSAGDHD,; ,1RENSSGDHD,","Vertical Transparent Door Refrigerator",21.2]
[2405726,"Continental Refrigerator","Continental","1RENHD","1RENHD",",1RENSAHD,; ,1RENSSHD,","Vertical Solid Door Refrigerator",21.11]
[2403088,"Continental Refrigerator","Continental","1RN","1RN",",1RNSA,; ,1RNSS,","Vertical Solid Door Refrigerator",18.97]
[2403065,"Continental Refrigerator","Continental","1RNGD","1RNGD",",1RNSAGD,; ,1RNSSGD,","Vertical Transparent Door Refrigerator",18.97]
[2403090,"Continental Refrigerator","Continental","1RNGDHD","1RNGDHD",",1RNGDHD,; ,1RNSAGDHD,; ,1RNSSGDHD,","Vertical Transparent Door Refrigerator",18.78]
[2853288,"Continental Refrigerator","Continental","1RNHD","1RNHD",",1RNSAHD,; ,1RNSSHD,","Vertical Solid Door Refrigerator",18.739999999999998]
[2405728,"Continental Refrigerator","Continental","1RXN","1RXN",",1RXNSA,; ,1RXNSS,","Vertical Solid Door Refrigerator",28.66]
[2405731,"Continental Refrigerator","Continental","1RXNHD","1RXNHD",",1RXNSAHD,; ,1RXNSSHD,","Vertical Solid Door Refrigerator",28.36]
[2403087,"Continental Refrigerator","Continental","2REN","2REN",",2RENSA,; ,2RENSS,","Vertical Solid Door Refrigerator",48.64]
[2403059,"Continental Refrigerator","Continental","2RENGD","2RENGD",",2RENGD,; ,2RENSAGD,; ,2RENSSGD,","Vertical Transparent Door Refrigerator",48.8]
[2405660,"Continental Refrigerator","Continental","2RENGDHD","2RENGDHD",",2RENSAGDHD,; ,2RENSSGDHD,","Vertical Transparent Door Refrigerator",48.8]
[2403159,"Continental Refrigerator","Continental","2RENHD","2RENHD",",2RENSAHD,; ,2RENSSHD,","Vertical Solid Door Refrigerator",48.33]
[2405730,"Continental Refrigerator","Continental","2RN","2RN",",2RNSA,; ,2RNSS,","Vertical Solid Door Refrigerator",43.45]
[2402956,"Continental Refrigerator","Continental","2RNGD","2RNGD",",2RNSAGD,; ,2RNSSGD,","Vertical Transparent Door Refrigerator",43.7]
[2405662,"Continental Refrigerator","Continental","2RNGDHD","2RNGDHD",",2RNSAGDHD,; ,2RSNSGDHD,","Vertical Transparent Door Refrigerator",42.6]
[2402959,"Continental Refrigerator","Continental","2RNHD","2RNHD",",2RNSAHD,; ,2RNSSHD,","Vertical Solid Door Refrigerator",43.03]
[2405733,"Continental Refrigerator","Continental","2RSN","2RSN",",2RSNSA,; ,2RSNSS,","Vertical Solid Door Refrigerator",36.450000000000003]
[2405736,"Continental Refrigerator","Continental","2RSNHD","2RSNHD",",2RSNSAHD,; ,2RSNSSHD,","Vertical Solid Door Refrigerator",36.020000000000003]
[2402377,"Continental Refrigerator","Continental","3REN","3REN",",3RENSA,; ,3RENSS,","Vertical Solid Door Refrigerator",76.12]
[2405738,"Continental Refrigerator","Continental","3RENHD","3RENHD",",3RENSAHD,; ,3RENSSHD,","Vertical Solid Door Refrigerator",75.7]
[2405765,"Continental Refrigerator","Continental","3RN","3RN",",3RNSA,; ,3RNSS,","Vertical Solid Door Refrigerator",68.400000000000006]
[2405766,"Continental Refrigerator","Continental","3RNHD","3RNHD",",3RNSAHD,; ,D3RNSSHD,","Vertical Solid Door Refrigerator",67.599999999999994]
[3417834,"Continental Refrigerator","Continental","BB24N","BB24N",",BB24NSS,","Vertical Solid Door Refrigerator",7.66]
[3417835,"Continental Refrigerator","Continental","BB50N","BB50N",",BB50NSS,","Vertical Solid Door Refrigerator",14.64]
[2839480,"Continental Refrigerator","Continental","D108GN","D108GN",null,"Chef Base Refrigerator",23.94]
[2402958,"Continental Refrigerator","Continental","D1REN","D1REN",",D1RENSA,; ,D1RENSS,","Vertical Solid Door Refrigerator",21.51]
[2405451,"Continental Refrigerator","Continental","D1RIN","D1RIN",",D1RINSA,; ,D1RINSS,","Vertical Solid Door Refrigerator",31.91]
[2405928,"Continental Refrigerator","Continental","D1RINE","D1RINE",",D1RIN-E,; ,D1RINSA-E,; ,D1RINSS-E,","Vertical Solid Door Refrigerator",34.950000000000003]
[2405668,"Continental Refrigerator","Continental","D1RN","D1RN",",D1RNSA,; ,D1RNSS,","Vertical Solid Door Refrigerator",19.3]
[2405450,"Continental Refrigerator","Continental","D1RNHD","D1RNHD",",D1RNSAHD,; ,D1RNSSHD,","Vertical Solid Door Refrigerator",19.25]
[2405671,"Continental Refrigerator","Continental","D1RNPT","D1RNPT",",1RNPT,; ,1RNSAPT,; ,1RNSSPT,; ,D1RNSAPT,; ,D1RNSSPT,","Vertical Solid Door Refrigerator",22.03]
[2406003,"Continental Refrigerator","Continental","D2REN","D2REN",",D2RENSA,; ,D2RENSS,","Vertical Solid Door Refrigerator",49.1]
[2405674,"Continental Refrigerator","Continental","D2RENHD","D2RENHD",",D2RENSAHD,; ,D2RENSSHD,","Vertical Solid Door Refrigerator",48.7]
[2403058,"Continental Refrigerator","Continental","D2RENPT","D2RENPT",",2RENPT,; ,2RENSAPT,; ,2RENSSPT,; ,D2RENSAPT,; ,D2RENSSPT,","Vertical Solid Door Refrigerator",53.34]
[2406012,"Continental Refrigerator","Continental","D2RENPTHD","D2RENPTHD",",2RENPTHD,; ,2RENSAPTHD,; ,2RENSSPTHD,; ,D2RENSAPTHD,; ,D2RENSSPTHD,","Vertical Solid Door Refrigerator",53.8]
[2402101,"Continental Refrigerator","Continental","D2RIN","D2RIN",",D2RINSA,; ,D2RINSS,","Vertical Solid Door Refrigerator",64.22]
[2406002,"Continental Refrigerator","Continental","D2RN","D2RN",",D2RNSA,; ,D2RNSS,","Vertical Solid Door Refrigerator",44.1]
[2406007,"Continental Refrigerator","Continental","D2RNHD","D2RNHD",",D2RNSAHD,; ,D2RNSSHD,","Vertical Solid Door Refrigerator",43.7]
[2405676,"Continental Refrigerator","Continental","D2RNPT","D2RNPT",",2RNPT,; ,2RNSAPT,; ,2RNSSPT,; ,D2RNSAPT,; ,D2RNSSPT,","Vertical Solid Door Refrigerator",47.2]
[2405675,"Continental Refrigerator","Continental","D2RNPTHD","D2RNPTHD",",2RNPTHD,; ,2RNSAPTHD,; ,2RNSSPTHD,; ,D2RNSAPTHD,; ,D2RNSSPTHD,","Vertical Solid Door Refrigerator",46.3]
[2839464,"Continental Refrigerator","Continental","D36GN","D36GN",null,"Chef Base Refrigerator",5.73]
[2839467,"Continental Refrigerator","Continental","D48GN","D48GN",null,"Chef Base Refrigerator",7.91]
[2839469,"Continental Refrigerator","Continental","D60GN","D60GN",null,"Chef Base Refrigerator",11.12]
[2839475,"Continental Refrigerator","Continental","D72GN","D72GN",null,"Chef Base Refrigerator",14.3]
[2839477,"Continental Refrigerator","Continental","D84GN","D84GN",null,"Chef Base Refrigerator",17.43]
[2839478,"Continental Refrigerator","Continental","D96GN","D96GN",null,"Chef Base Refrigerator",20.68]
[2402411,"Continental Refrigerator","Continental","MC3NDCW","MC3NDCW",",MC3NSSDCW,","Vertical Solid Door Refrigerator",13.36]
[2853290,"Continental Refrigerator","Continental","MC3NS","MC3NS",",MC3NSSS,","Vertical Solid Door Refrigerator",12.63]
[2853291,"Continental Refrigerator","Continental","MC3NSSD","MC3NSSD",",MC3ND,","Vertical Solid Door Refrigerator",12.63]
[2405840,"Continental Refrigerator","Continental","MC4NDCW","MC4NDCW",",MC4NSSDCW,","Vertical Solid Door Refrigerator",18.7]
[2853551,"Continental Refrigerator","Continental","MC4NS","MC4NS",",MC4NSSS,","Vertical Solid Door Refrigerator",18.52]
[2402419,"Continental Refrigerator","Continental","MC4NSCW","MC4NSCW",",MC4NSSSCW,","Vertical Solid Door Refrigerator",19.64]
[2853553,"Continental Refrigerator","Continental","MC4NSSD","MC4NSSD",",MC4ND,","Vertical Solid Door Refrigerator",18.52]
[2853554,"Continental Refrigerator","Continental","MC5ND","MC5ND",",MC5NSSD,","Vertical Solid Door Refrigerator",22.14]
[2402100,"Continental Refrigerator","Continental","MC5NDCW","MC5NDCW",",MC5NSSDCW,","Vertical Solid Door Refrigerator",24.29]
[2853555,"Continental Refrigerator","Continental","MC5NS","MC5NS",",MC5NSSS,","Vertical Solid Door Refrigerator",22.14]
[2405659,"Continental Refrigerator","Continental","MC5NSCW","MC5NSCW",",MC5NSSSCW,","Vertical Solid Door Refrigerator",23.6]
[2405656,"Continental Refrigerator","Continental","RA118N","RA118N",",DRA118NSS,; ,DRA118NSSBS,; ,RA118NBS,; ,RA118NSS,; ,RA118NSSBS,","Vertical Solid Door Refrigerator",43.9]
[2405590,"Continental Refrigerator","Continental","RA43N","RA43N",",DRA43NSS,; ,DRA43NSSBS,; ,RA43NBS,; ,RA43NSS,; ,RA43NSSBS,","Vertical Solid Door Refrigerator",12.35]
[2853577,"Continental Refrigerator","Continental","RA43SN","RA43SN",",DRA43SNSS,; ,DRA43SNSSBS,; ,RA43SNBS,; ,RA43SNSS,; ,RA43SNSSBS,","Vertical Solid Door Refrigerator",9.6199999999999992]
[2405589,"Continental Refrigerator","Continental","RA60N","RA60N",",DRA60NSS,; ,DRA60NSSBS,; ,RA60NBS,; ,RA60NSS,; ,RA60NSSBS,","Vertical Solid Door Refrigerator",19.27]
[2853556,"Continental Refrigerator","Continental","RA60SN","RA60SN",",DRA60SNSS,; ,DRA60SNSSBS,; ,RA60SNBS,; ,RA60SNSS,; ,RA60SNSSBS,","Vertical Solid Door Refrigerator",15.12]
[2403415,"Continental Refrigerator","Continental","RA68N","RA68N",",DRA68NSS,; ,DRA68NSSBS,; ,RA68NBS,; ,RA68NSS,; ,RA68NSSBS,","Vertical Solid Door Refrigerator",22.3]
[2853562,"Continental Refrigerator","Continental","RA68SN","RA68SN",",DRA68SNSS,; ,DRA68SNSSBS,; ,RA68SNBS,; ,RA68SNSS,; ,RA68SNSSBS,","Vertical Solid Door Refrigerator",17.78]
[2405499,"Continental Refrigerator","Continental","RA93N","RA93N",",DRA93NSS,; ,DRA93NSSBS,; ,RA93NBS,; ,RA93NSS,; ,RA93NSSBS,","Vertical Solid Door Refrigerator",33.270000000000003]
[2853558,"Continental Refrigerator","Continental","RA93SN","RA93SN",",DRA93SNSS,; ,DRA93SNSSBS,; ,RA93SNBS,; ,RA93SNSS,; ,RA93SNSSBS,","Vertical Solid Door Refrigerator",26.22]
[2402105,"Continental Refrigerator","Continental","SW27N","SW27N",",D27N,; ,D27N-FB,; ,D27N-U,; ,D27NBS,; ,D27NBS-FB,; ,SW27N-FB,; ,SW27N-U,; ,SW27NBS,; ,SW27NBS-FB,; ,SW27NSS,; ,SW27NSS-FB,; ,SW27NSS-U,; ,SW27NSSBS,; ,SW27NSSBS-FB,","Vertical Solid Door Refrigerator",6.43]
[2402228,"Continental Refrigerator","Continental","SW32N","SW32N",",D32N,; ,D32N-FB,; ,D32N-U,; ,D32NBS,; ,D32NBS-FB,; ,SW32N-FB,; ,SW32N-U,; ,SW32NBS,; ,SW32NBS-FB,; ,SW32NSS,; ,SW32NSS-FB,; ,SW32NSS-U,; ,SW32NSSBS,; ,SW32NSSBS-FB,","Vertical Solid Door Refrigerator",7.76]
[2406008,"Continental Refrigerator","Continental","SW36N","SW36N",",D36N,; ,D36N-FB,; ,D36N-U,; ,D36NBS,; ,D36NBS-FB,; ,SW36N-FB,; ,SW36N-U,; ,SW36NBS,; ,SW36NBS-FB,; ,SW36NSS,; ,SW36NSS-FB,; ,SW36NSS-U,; ,SW36NSSBS,; ,SW36NSSBS-FB,","Vertical Solid Door Refrigerator",8.27]
[2406006,"Continental Refrigerator","Continental","SW48N","SW48N",",D48N,; ,D48N-FB,; ,D48N-U,; ,D48NBS,; ,D48NBS-FB,; ,SW48N-FB,; ,SW48N-U,; ,SW48NBS,; ,SW48NBS-FB,; ,SW48NSS,; ,SW48NSS-FB,; ,SW48NSS-U,; ,SW48NSSBS,; ,SW48NSSBS-FB,","Vertical Solid Door Refrigerator",11.56]
[2402106,"Continental Refrigerator","Continental","SW60N","SW60N",",D60N,; ,D60N-FB,; ,D60N-U,; ,D60NBS,; ,D60NBS-FB,; ,SW60N-FB,; ,SW60N-U,; ,SW60NBS,; ,SW60NBS-FB,; ,SW60NSS,; ,SW60NSS-FB,; ,SW60NSS-U,; ,SW60NSSBS,; ,SW60NSSBS-FB,","Vertical Solid Door Refrigerator",14.51]
[2401688,"Continental Refrigerator","Continental","SW72N","SW72N",",D72N,; ,D72N-FB,; ,D72N-U,; ,D72NBS,; ,D72NBS-FB,; ,SW72N-FB,; ,SW72N-U,; ,SW72NBS,; ,SW72NBS-FB,; ,SW72NSS,; ,SW72NSS-FB,; ,SW72NSS-U,; ,SW72NSSBS,; ,SW72NSSBS-FB,","Vertical Solid Door Refrigerator",17.559999999999999]
[3417804,"Continental Refrigerator","Continental","UC24N","UC24N",",UCN24NSS,","Vertical Solid Door Refrigerator",4.54]
[3417831,"Continental Refrigerator","Continental","UC24SNSS","UC24SNSS",",UC24SN,","Vertical Solid Door Refrigerator",3.71]
[3417832,"Continental Refrigerator","Continental","UC48N","UC48N",",UC48NSS,","Vertical Solid Door Refrigerator",10.02]
[3417833,"Continental Refrigerator","Continental","UC48SNSS","UC48SNSS",",UC48SN,","Vertical Solid Door Refrigerator",8.18]
[2470887,"Desmon Spa","Desmon Spa","PGM07C-A","PGM07C-A",null,"Vertical Solid Door Refrigerator",19.420000000000002]
[2470886,"Desmon Spa","Desmon Spa","PGM07G-A","PGM07G-A",null,"Vertical Transparent Door Refrigerator",19.420000000000002]
[2470888,"Desmon Spa","Desmon Spa","PGM14C-A","PGM14C-A",null,"Vertical Solid Door Refrigerator",42.32]
[2470889,"Desmon Spa","Desmon Spa","PGM14G-A","PGM14G-A",null,"Vertical Transparent Door Refrigerator",42.32]
[2401793,"Desmon Spa","Desmon Spa","PGM21G-A","PGM21G-A",null,"Vertical Transparent Door Refrigerator",71.569999999999993]
[2545633,"Desmon Spa","Desmon Spa","TGM2ETL","TGM2ETL",null,"Vertical Solid Door Refrigerator",9.4700000000000006]
[2470890,"Desmon Spa","Desmon Spa","TGM3ETL","TGM3ETL",null,"Vertical Solid Door Refrigerator",14.85]
[2470891,"Desmon Spa","Desmon Spa","TGM4ETL","TGM4ETL",null,"Vertical Solid Door Refrigerator",20.28]
[2466500,"Electrolux Professional","Kelvinator","KCHGM26R","KCHGM26R",null,"Vertical Transparent Door Refrigerator",21.6]
[2403357,"Electrolux Professional","Kelvinator","KCHGM48R","KCHGM48R",null,"Vertical Transparent Door Refrigerator",43.4]
[2466507,"Electrolux Professional","Kelvinator","KCHGM72R","KCHGM72R",null,"Vertical Transparent Door Refrigerator",67.599999999999994]
[2466510,"Electrolux Professional","Kelvinator","KCHRI25R1GDR","KCHRI25R1GDR",null,"Vertical Transparent Door Refrigerator",19]
[2403355,"Electrolux Professional","Kelvinator","KCHRI27R1DRE","KCHRI27R1DRE",null,"Vertical Solid Door Refrigerator",18.100000000000001]
[2466518,"Electrolux Professional","Kelvinator","KCHRI27R1GDR","KCHRI27R1GDR",null,"Vertical Transparent Door Refrigerator",19]
[2466526,"Electrolux Professional","Kelvinator","KCHRI27R2HDR","KCHRI27R2HDR",null,"Vertical Solid Door Refrigerator",18.100000000000001]
[2403356,"Electrolux Professional","Kelvinator","KCHRI54R2DRE","KCHRI54R2DRE",null,"Vertical Solid Door Refrigerator",41.6]
[2466533,"Electrolux Professional","Kelvinator","KCHRI54R2GDR","KCHRI54R2GDR",null,"Vertical Transparent Door Refrigerator",43.9]
[2466545,"Electrolux Professional","Kelvinator","KCHRI54R4HDR","KCHRI54R4HDR",null,"Vertical Solid Door Refrigerator",41.6]
[2466547,"Electrolux Professional","Kelvinator","KCHRI81R3DR","KCHRI81R3DR",null,"Vertical Solid Door Refrigerator",66]
[2466549,"Electrolux Professional","Kelvinator","KCHUC27.2DR","KCHUC27.2DR",null,"Vertical Solid Door Refrigerator",5.4]
[2403358,"Electrolux Professional","Kelvinator","KCHUC27R","KCHUC27R",null,"Vertical Solid Door Refrigerator",5.4]
[2403359,"Electrolux Professional","Kelvinator","KCHUC48R","KCHUC48R",null,"Vertical Solid Door Refrigerator",10.1]
[2409064,"EMI Industries, LLC","EMI Industries, LLC","SULP8830S","SULP8830S",null,"Vertical Solid Door Refrigerator",14.92]
[2409071,"EMI Industries, LLC","EMI Industries, LLC","SULP8833S","SULP8833S",null,"Vertical Solid Door Refrigerator",16.75]
[2402918,"Entree LLC","Centaur Plus","CGD-1DR-23-ES-HC","CGD-1DR-23-ES-HC","CGD-1DR-23-SI-ES-HC,CGD-1DR-23-SI-ES-HC,","Vertical Transparent Door Refrigerator",18.899999999999999]
[2402920,"Entree LLC","Centaur Plus","CGD-2DR-48-ES-HC","CGD-2DR-48-ES-HC","CGD-2DR-48-SI-ES-HC,CGD-2DR-48-SI-ES-HC,","Vertical Transparent Door Refrigerator",43.4]
[2402910,"Entree LLC","Centaur Plus","CSD-1DR-BAL-ES-HC","CSD-1DR-BAL-ES-HC","CSD-1DR-BSI-ES-HC,CSD-1DR-BSI-ES-HC,","Vertical Solid Door Refrigerator",18.100000000000001]
[2402912,"Entree LLC","Centaur Plus","CSD-1DR-TSI-ES-HC","CSD-1DR-TSI-ES-HC",null,"Vertical Solid Door Refrigerator",18.3]
[2402914,"Entree LLC","Centaur Plus","CSD-2DR-BAL-ES-HC","CSD-2DR-BAL-ES-HC","CSD-2DR-BSI-ES-HC,CSD-2DR-BSI-ES-HC,","Vertical Solid Door Refrigerator",41.6]
[2402916,"Entree LLC","Centaur Plus","CSD-2DR-TSI-ES-HC","CSD-2DR-TSI-ES-HC",null,"Vertical Solid Door Refrigerator",42.5]
[2404627,"Entree LLC","Centaur Plus","CUR-28-ES-HC","CUR-28-ES-HC","CUR-28-SI-ES-HC,CUR-28-SI-ES-HC,","Vertical Solid Door Refrigerator",5.4]
[2404625,"Entree LLC","Centaur Plus","CUR-48-ES-HC","CUR-48-ES-HC","CUR-48-SI-ES-HC,CUR-48-SI-ES-HC,","Vertical Solid Door Refrigerator",10.1]
[2404626,"Entree LLC","Centaur Plus","CUR-60-ES-HC","CUR-60-ES-HC","CUR-60-SI-ES-HC,CUR-60-SI-ES-HC,","Vertical Solid Door Refrigerator",13.2]
[2402911,"Entree LLC","ENTREE","CR1-ES-HC","CR1-ES-HC","CR1-ES-SI-HC,CR1-ES-SI-HC,","Vertical Solid Door Refrigerator",18.100000000000001]
[2402913,"Entree LLC","ENTREE","CR1-TSI-ES-HC","CR1-TSI-ES-HC",null,"Vertical Solid Door Refrigerator",18.3]
[2402915,"Entree LLC","ENTREE","CR2-ES-HC","CR2-ES-HC","CR2-ES-SI-HC,CR2-ES-SI-HC,","Vertical Solid Door Refrigerator",41.6]
[2402917,"Entree LLC","ENTREE","CR2-TSI-ES-HC","CR2-TSI-ES-HC",null,"Vertical Solid Door Refrigerator",42.5]
[2402919,"Entree LLC","ENTREE","EGD-1DR-23-ES-HC","EGD-1DR-23-ES-HC","EGD-1DR-23-SI-ES-HC,EGD-1DR-23-SI-ES-HC,","Vertical Transparent Door Refrigerator",18.899999999999999]
[2402921,"Entree LLC","ENTREE","EGD-2DR-48-ES-HC","EGD-2DR-48-ES-HC","EGD-2DR-48-SI-ES-HC,EGD-2DR-48-SI-ES-HC,","Vertical Transparent Door Refrigerator",43.4]
[2404628,"Entree LLC","ENTREE","UR27-ES-HC","UR27-ES-HC","UR27-SI-ES-HC,UR27-SI-ES-HC,","Vertical Solid Door Refrigerator",5.4]
[2404623,"Entree LLC","ENTREE","UR48-ES-HC","UR48-ES-HC","UR48-SI-ES-HC,UR48-SI-ES-HC,","Vertical Solid Door Refrigerator",10.1]
[2404624,"Entree LLC","ENTREE","UR61-ES-HC","UR61-ES-HC","UR61-SI-ES-HC,UR61-SI-ES-HC,","Vertical Solid Door Refrigerator",13.2]
[2402842,"Felix Storch, Inc.","Summit Commercial","FF64B*","FF64B*",",,* - denotes a cosmetic change","Vertical Solid Door Refrigerator",4.72]
[2402843,"Felix Storch, Inc.","Summit Commercial","SCR1156*","SCR1156*",",,* - denotes a cosmetic change","Vertical Transparent Door Refrigerator",9.58]
[2403295,"MVP Group Corp.","IKON","IUC61R","IUC61R",null,"Vertical Solid Door Refrigerator",13.2]
[2406646,"MVP Group Corp.","KOOL-IT","KBSR-1","KBSR-1",null,"Vertical Solid Door Refrigerator",18.89]
[2407359,"MVP Group Corp.","KOOL-IT","KBSR-2","KBSR-2",null,"Vertical Solid Door Refrigerator",42.7]
[2406710,"MVP Group Corp.","KOOL-IT","KBSR-3","KBSR-3",null,"Vertical Solid Door Refrigerator",66.52]
[2406713,"MVP Group Corp.","KOOL-IT","KTSR-1","KTSR-1",null,"Vertical Solid Door Refrigerator",19.04]
[2406718,"MVP Group Corp.","KOOL-IT","KTSR-2","KTSR-2",null,"Vertical Solid Door Refrigerator",42.85]
[2401340,"NewAir, LLC","New Air","NCR032SS00","NCR032SS00",null,"Vertical Solid Door Refrigerator",3.2]
[2401336,"NewAir, LLC","New Air","NCR040SS00","NCR040SS00",null,"Vertical Solid Door Refrigerator",5.15]
[2401338,"NewAir, LLC","New Air","NCR053SS00","NCR053SS00",null,"Vertical Solid Door Refrigerator",5.43]
[2404305,"Novum USA, Inc","Novum","Panama Green 2D","1700R",null,"Vertical Transparent Door Refrigerator",61.7]
[2407341,"Novum USA, Inc","Novum","Panama Green 2D","1700R TD",null,"Vertical Transparent Door Refrigerator",61.7]
[2407340,"Novum USA, Inc","Novum","Panama Slim 3D","1900R TD",null,"Vertical Transparent Door Refrigerator",75.2]
[2402844,"Felix Storch, Inc.","Summit Commercial","SCR610BL*","SCR610BL*",",,* - denotes a cosmetic change","Vertical Transparent Door Refrigerator",5.0599999999999996]
[2402845,"Felix Storch, Inc.","Summit Commercial","SPR627OS*","SPR627OS*",",,* - denotes a cosmetic change","Vertical Solid Door Refrigerator",4.72]
[2401923,"Food Warming Equipment Company, Inc.","FWE","R-30","R-30",null,"Vertical Solid Door Refrigerator",17.2]
[2401917,"Food Warming Equipment Company, Inc.","FWE","RBQ-96","RBQ-96",null,"Vertical Solid Door Refrigerator",29.14]
[2401921,"Food Warming Equipment Company, Inc.","FWE","SR-30","SR-30",null,"Vertical Solid Door Refrigerator",17.2]
[2401920,"Food Warming Equipment Company, Inc.","FWE","UHRS-10","UHRS-10",null,"Vertical Solid Door Refrigerator",19.010000000000002]
[2401922,"Food Warming Equipment Company, Inc.","FWE","URS-10","URS-10",null,"Vertical Solid Door Refrigerator",19.71]
[2401925,"Food Warming Equipment Company, Inc.","FWE","URS-10D","URS-10D",null,"Vertical Solid Door Refrigerator",19.71]
[2401924,"Food Warming Equipment Company, Inc.","FWE","URS-10-GN","URS-10-GN",null,"Vertical Solid Door Refrigerator",20.75]
[2401929,"Food Warming Equipment Company, Inc.","FWE","URS-10-GND","URS-10-GND",null,"Vertical Solid Door Refrigerator",20.75]
[2401927,"Food Warming Equipment Company, Inc.","FWE","URS-10-GNP","URS-10-GNP",null,"Vertical Solid Door Refrigerator",20.75]
[2401928,"Food Warming Equipment Company, Inc.","FWE","URS-10-GNS","URS-10-GNS",null,"Vertical Solid Door Refrigerator",20.75]
[2401926,"Food Warming Equipment Company, Inc.","FWE","URS-10P","URS-10P",null,"Vertical Solid Door Refrigerator",19.71]
[2401930,"Food Warming Equipment Company, Inc.","FWE","URS-10S","URS-10S",null,"Vertical Solid Door Refrigerator",19.71]
[2401919,"Food Warming Equipment Company, Inc.","FWE","URS-20","URS-20",null,"Vertical Solid Door Refrigerator",38.700000000000003]
[2401918,"Food Warming Equipment Company, Inc.","FWE","URS-20-GN","URS-20-GN",null,"Vertical Solid Door Refrigerator",38.700000000000003]
[2410042,"Habco Manufacturing Inc.","HABCO","ESM28HC","ESM28HC",",SE28HCSXG,","Vertical Transparent Door Refrigerator",23.56]
[2410043,"Habco Manufacturing Inc.","HABCO","ESM28HCTD","ESM28HCTD",null,"Vertical Transparent Door Refrigerator",24.08]
[2410044,"Habco Manufacturing Inc.","HABCO","ESM28HCTDHL","ESM28HCTDHL",null,"Vertical Transparent Door Refrigerator",24.08]
[2410045,"Habco Manufacturing Inc.","HABCO","ESM42HC","ESM42HC",",SE42HC,; ,SE42HCSXG,","Vertical Transparent Door Refrigerator",35.92]
[2410046,"Habco Manufacturing Inc.","HABCO","ESM46HC","ESM46HC",",ESM46HCBX,; ,ESM46HCBXH,; ,SE46HC,; ,SE46HCRxG,; ,SE46HCSAG,; ,SE46HCSAM,; ,SE46HCSXG,; ,SE46HCSXM,","Vertical Transparent Door Refrigerator",37.21]
[2410047,"Habco Manufacturing Inc.","HABCO","ESM49HCTD","ESM49HCTD",null,"Vertical Transparent Door Refrigerator",43.75]
[2410049,"Habco Manufacturing Inc.","HABCO","SE28HCSA","SE28HCSA",",SE28HCSX,","Vertical Solid Door Refrigerator",23.56]
[2410048,"Habco Manufacturing Inc.","HABCO","SE40eHC","SE40eHC",null,"Vertical Transparent Door Refrigerator",34.15]
[2406974,"Hoshizaki America, Inc.","Hoshizaki America, Inc.","ER1A-FS","ER1A-FS",null,"Vertical Solid Door Refrigerator",17.8]
[2404316,"Hoshizaki America, Inc.","Hoshizaki America, Inc.","ER2A-FS","ER2A-FS",null,"Vertical Solid Door Refrigerator",38.61]
[2407431,"Hoshizaki America, Inc.","Hoshizaki America, Inc.","EUR27A","EUR27A",null,"Vertical Solid Door Refrigerator",6.33]
[2404314,"Hoshizaki America, Inc.","Hoshizaki America, Inc.","EUR48A","EUR48A",null,"Vertical Solid Door Refrigerator",12.09]
[2407444,"Hoshizaki America, Inc.","Hoshizaki America, Inc.","HR15A","HR15A",null,"Vertical Solid Door Refrigerator",2.5499999999999998]
[2407424,"Hoshizaki America, Inc.","Hoshizaki America, Inc.","HR24C","HR24C",null,"Vertical Solid Door Refrigerator",3.93]
[2402079,"Hoshizaki America, Inc.","Hoshizaki America, Inc.","PT1A-FS-FS","PT1A-FS-FS",null,"Vertical Solid Door Refrigerator",24.2]
[2402078,"Hoshizaki America, Inc.","Hoshizaki America, Inc.","PT1A-HS-HS","PT1A-HS-HS",null,"Vertical Solid Door Refrigerator",24.2]
[2402080,"Hoshizaki America, Inc.","Hoshizaki America, Inc.","R1A-FS","R1A-FS",",R1A-FSJ,; ,R1A-FSL,; ,R1A-FSLJ,","Vertical Solid Door Refrigerator",23.11]
[2402081,"Hoshizaki America, Inc.","Hoshizaki America, Inc.","R1A-HS","R1A-HS",",R1A-HSL,","Vertical Solid Door Refrigerator",23.11]
[2402083,"Hoshizaki America, Inc.","Hoshizaki America, Inc.","R3A-FG","R3A-FG",null,"Vertical Transparent Door Refrigerator",79.03]
[2402082,"Hoshizaki America, Inc.","Hoshizaki America, Inc.","R3A-HG","R3A-HG",null,"Vertical Transparent Door Refrigerator",79.03]
[2407434,"Hoshizaki America, Inc.","Hoshizaki America, Inc.","RM-10-HC","RM-10-HC",null,"Vertical Transparent Door Refrigerator",8.74]
[2407445,"Hoshizaki America, Inc.","Hoshizaki America, Inc.","RM-26-HC","RM-26-HC",null,"Vertical Transparent Door Refrigerator",21.34]
[2404309,"Hoshizaki America, Inc.","Hoshizaki America, Inc.","RM-45-SD-HC","RM-45-SD-HC",null,"Vertical Transparent Door Refrigerator",38.26]
[2404315,"Hoshizaki America, Inc.","Hoshizaki America, Inc.","RM-49-HC","RM-49-HC",null,"Vertical Transparent Door Refrigerator",45.15]
[2407439,"Hoshizaki America, Inc.","Hoshizaki America, Inc.","RM-65-HC","RM-65-HC",null,"Vertical Transparent Door Refrigerator",56.04]
[2402087,"Hoshizaki America, Inc.","Hoshizaki America, Inc.","UR27B","UR27B",",UR27B-01,; ,UR27B-LP,; ,UR27B-LPC,; ,UR27B-LPL,; ,WR27B,; ,WR27B-01,","Vertical Solid Door Refrigerator",6.21]
[2402088,"Hoshizaki America, Inc.","Hoshizaki America, Inc.","UR36B","UR36B",",UR36B-01,; ,WR36B,; ,WR36B-01,","Vertical Solid Door Refrigerator",8.64]
[2402090,"Hoshizaki America, Inc.","Hoshizaki America, Inc.","UR48B","UR48B",",UR48B-01,; ,WR48B,; ,WR48B-01,","Vertical Solid Door Refrigerator",12]
[2402091,"Hoshizaki America, Inc.","Hoshizaki America, Inc.","UR48B-GLP01","UR48B-GLP01",null,"Vertical Transparent Door Refrigerator",12]
[2402092,"Hoshizaki America, Inc.","Hoshizaki America, Inc.","UR60B","UR60B",",UR60B-01,; ,WR60B,; ,WR60B-01,","Vertical Solid Door Refrigerator",15.11]
[2402093,"Hoshizaki America, Inc.","Hoshizaki America, Inc.","UR72B","UR72B",",UR72B-01,; ,WR72B,; ,WR72B-01,","Vertical Solid Door Refrigerator",18.27]
[2405523,"Imbera S.A. de C.V.","Imbera","EVC04 R6","EVC04 R6",null,"Vertical Transparent Door Refrigerator",3.92]
[2405525,"Imbera S.A. de C.V.","Imbera","EVC09 HC","EVC09 HC",null,"Vertical Transparent Door Refrigerator",7.17]
[2406914,"Imbera S.A. de C.V.","Imbera","EVC12 HC","EVC12 HC",null,"Vertical Transparent Door Refrigerator",12.78]
[2405838,"Imbera S.A. de C.V.","Imbera","EVC14 HC","EVC14 HC",null,"Vertical Transparent Door Refrigerator",13.32]
[2405539,"Imbera S.A. de C.V.","Imbera","EVC1.5 R6","EVC1.5 R6",null,"Vertical Solid Door Refrigerator",1.62]
[2406038,"Imbera S.A. de C.V.","Imbera","EVC7.5 HC","EVC7.5 HC",null,"Vertical Transparent Door Refrigerator",7.2]
[2405540,"Imbera S.A. de C.V.","Imbera","G319 R2","G319 R2",null,"Vertical Transparent Door Refrigerator",19.2]
[2403696,"Imbera S.A. de C.V.","Imbera","G319 R2 KM","G319 R2 KM",null,"Vertical Transparent Door Refrigerator",19.18]
[2405541,"Imbera S.A. de C.V.","Imbera","G319 R2 SZ","G319 R2 SZ",null,"Vertical Transparent Door Refrigerator",19.2]
[2405543,"Imbera S.A. de C.V.","Imbera","G372 HC","G372 HC",null,"Vertical Transparent Door Refrigerator",66.3]
[2405545,"Imbera S.A. de C.V.","Imbera","VR06 R6","VR06 R6",null,"Vertical Transparent Door Refrigerator",5.0999999999999996]
[2405546,"Imbera S.A. de C.V.","Imbera","VR08 R6","VR08 R6",null,"Vertical Transparent Door Refrigerator",7.69]
[2405548,"Imbera S.A. de C.V.","Imbera","VR09 CC R2","VR09 CC R2",null,"Vertical Transparent Door Refrigerator",10.31]
[2405550,"Imbera S.A. de C.V.","Imbera","VR10-58 R2","VR10-58 R2",null,"Vertical Transparent Door Refrigerator",10.14]
[2405549,"Imbera S.A. de C.V.","Imbera","VR10 R2","VR10 R2",null,"Vertical Transparent Door Refrigerator",9.43]
[2405551,"Imbera S.A. de C.V.","Imbera","VR11 CZ HC","VR11 CZ HC",null,"Vertical Transparent Door Refrigerator",10.199999999999999]
[2405552,"Imbera S.A. de C.V.","Imbera","VR12 R2","VR12 R2",null,"Vertical Transparent Door Refrigerator",11.5]
[2405553,"Imbera S.A. de C.V.","Imbera","VR13 CZ HC","VR13 CZ HC",null,"Vertical Transparent Door Refrigerator",11.7]
[2405563,"Imbera S.A. de C.V.","Imbera","VR27 CZ HC","VR27 CZ HC",null,"Vertical Transparent Door Refrigerator",27.8]
[2405564,"Imbera S.A. de C.V.","Imbera","VRD21 R2","VRD21 R2",null,"Vertical Transparent Door Refrigerator",16.77]
[2405568,"Imbera S.A. de C.V.","Imbera","VRD26 HC","VRD26 HC",null,"Vertical Transparent Door Refrigerator",25.69]
[2405575,"Imbera S.A. de C.V.","Imbera","VRD35 R2","VRD35 R2",null,"Vertical Transparent Door Refrigerator",32.119999999999997]
[2405577,"Imbera S.A. de C.V.","Imbera","VRD37 R2","VRD37 R2",null,"Vertical Transparent Door Refrigerator",37.42]
[2405578,"Imbera S.A. de C.V.","Imbera","VRD37 SD R2","VRD37 SD R2",null,"Vertical Transparent Door Refrigerator",39.03]
[2405579,"Imbera S.A. de C.V.","Imbera","VRD41 SD 48HC","VRD41 SD 48HC",null,"Vertical Transparent Door Refrigerator",13.44]
[2405580,"Imbera S.A. de C.V.","Imbera","VRD41 SD 54HC","VRD41 SD 54HC",null,"Vertical Transparent Door Refrigerator",17.100000000000001]
[2405581,"Imbera S.A. de C.V.","Imbera","VRD43 R2","VRD43 R2",null,"Vertical Transparent Door Refrigerator",41.66]
[2405582,"Imbera S.A. de C.V.","Imbera","VRD43 R2 SD","VRD43 R2 SD",null,"Vertical Solid Door Refrigerator",41.66]
[2405584,"Imbera S.A. de C.V.","Imbera","VRD43 SD R2","VRD43 SD R2",null,"Vertical Transparent Door Refrigerator",41.66]
[2405583,"Imbera S.A. de C.V.","Imbera","VRD44 HC CZ","VRD44 HC CZ",null,"Vertical Transparent Door Refrigerator",40.26]
[2405585,"Imbera S.A. de C.V.","Imbera","VRD50 HC CZ","VRD50 HC CZ",null,"Vertical Transparent Door Refrigerator",45.16]
[2453209,"Imbera S.A. de C.V.","Imbera","VRS11 HC","VRS11 HC",null,"Vertical Transparent Door Refrigerator",4]
[2405772,"Migali Industries Inc.","MIGALI","C-1R-HC","C-1R-HC",",LL-1R-HC,","Vertical Solid Door Refrigerator",21.36]
[2405042,"Migali Industries Inc.","MIGALI","C-23RM-HC","C-23RM-HC",",LL-23RM-HC,","Vertical Transparent Door Refrigerator",19.38]
[2405775,"Migali Industries Inc.","MIGALI","C-2R-HC","C-2R-HC",",LL-2R-HC,","Vertical Solid Door Refrigerator",42.18]
[2405778,"Migali Industries Inc.","MIGALI","C-3R-HC","C-3R-HC",",LL-3R-HC,","Vertical Solid Door Refrigerator",65.14]
[2405047,"Migali Industries Inc.","MIGALI","C-49RM-HC","C-49RM-HC",",LL-49RM-HC,","Vertical Transparent Door Refrigerator",43.8]
[2405221,"Migali Industries Inc.","MIGALI","C-U27R-HC","C-U27R-HC",",LL-U27R-HC,","Vertical Solid Door Refrigerator",7.13]
[2405216,"Migali Industries Inc.","MIGALI","C-U48R-HC","C-U48R-HC",",LL-U48R-HC,","Vertical Solid Door Refrigerator",13.36]
[2405211,"Migali Industries Inc.","MIGALI","C-U60R-HC","C-U60R-HC",",LL-U60R-HC,","Vertical Solid Door Refrigerator",17.27]
[2405202,"Migali Industries Inc.","MIGALI","C-U72R-HC","C-U72R-HC",",LL-U72R-HC,","Vertical Solid Door Refrigerator",21.43]
[2514990,"Minus Forty QBD Corp.","QBD","CD10-58-HC","CD10-58-HC",null,"Vertical Transparent Door Refrigerator",10.55]
[2514926,"Minus Forty QBD Corp.","QBD","CD10-HC","CD10-HC",null,"Vertical Transparent Door Refrigerator",9.65]
[2514857,"Minus Forty QBD Corp.","QBD","CD12-HC","CD12-HC",null,"Vertical Transparent Door Refrigerator",11.62]
[2470823,"Minus Forty QBD Corp.","QBD","CD1456-HC","CD1456-HC",null,"Vertical Transparent Door Refrigerator",14.82]
[2407743,"Minus Forty QBD Corp.","QBD","CD14-HC","CD14-HC",null,"Vertical Transparent Door Refrigerator",15.55]
[2407728,"Minus Forty QBD Corp.","QBD","CD26-HC","CD26-HC",null,"Vertical Transparent Door Refrigerator",23.67]
[2407997,"Minus Forty QBD Corp.","QBD","CD38-HC","CD38-HC",null,"Vertical Transparent Door Refrigerator",33.659999999999997]
[2470822,"Minus Forty QBD Corp.","QBD","CD40-HC","CD40-HC",null,"Vertical Transparent Door Refrigerator",36.65]
[2470851,"Minus Forty QBD Corp.","QBD","CD4154-HC","CD4154-HC",null,"Vertical Transparent Door Refrigerator",16.36]
[2407730,"Minus Forty QBD Corp.","QBD","CD4160-HC","CD4160-HC",null,"Vertical Transparent Door Refrigerator",17.760000000000002]
[2407315,"Minus Forty QBD Corp.","QBD","CD45-HC","CD45-HC",null,"Vertical Transparent Door Refrigerator",40.049999999999997]
[2470830,"Minus Forty QBD Corp.","QBD","CD47-HC","CD47-HC",null,"Vertical Transparent Door Refrigerator",42.05]
[2403301,"MVP Group Corp.","IKON","IB27R","IB27R",null,"Vertical Solid Door Refrigerator",18.100000000000001]
[2403299,"MVP Group Corp.","IKON","IB54R","IB54R",null,"Vertical Solid Door Refrigerator",41.6]
[2403300,"MVP Group Corp.","IKON","IT28R","IT28R",null,"Vertical Solid Door Refrigerator",18.3]
[2403298,"MVP Group Corp.","IKON","IT56R","IT56R",null,"Vertical Solid Door Refrigerator",42.5]
[2403297,"MVP Group Corp.","IKON","IUC28R","IUC28R",null,"Vertical Solid Door Refrigerator",5.4]
[2403296,"MVP Group Corp.","IKON","IUC48R","IUC48R",null,"Vertical Solid Door Refrigerator",10.1]
[2409049,"EMI Industries, LLC","EMI Industries, LLC","LB9930S","LB9930S",null,"Vertical Solid Door Refrigerator",24.54]
[2409065,"EMI Industries, LLC","EMI Industries, LLC","LB9933S","LB9933S",null,"Vertical Solid Door Refrigerator",27.68]
[2409050,"EMI Industries, LLC","EMI Industries, LLC","LBD11430S","LBD11430S",null,"Vertical Solid Door Refrigerator",29.62]
[2409024,"EMI Industries, LLC","EMI Industries, LLC","LBD11433S","LBD11433S",null,"Vertical Solid Door Refrigerator",33.46]
[2409019,"EMI Industries, LLC","EMI Industries, LLC","LBD4333S","LBD4333S",null,"Vertical Solid Door Refrigerator",8.32]
[2409045,"EMI Industries, LLC","EMI Industries, LLC","LBD4830S","LBD4830S",null,"Vertical Solid Door Refrigerator",8.8800000000000008]
[2409020,"EMI Industries, LLC","EMI Industries, LLC","LBD4833S","LBD4833S",null,"Vertical Solid Door Refrigerator",10.02]
[2409021,"EMI Industries, LLC","EMI Industries, LLC","LBD7233S","LBD7233S",null,"Vertical Solid Door Refrigerator",18.68]
[2409047,"EMI Industries, LLC","EMI Industries, LLC","LBD8230S","LBD8230S",null,"Vertical Solid Door Refrigerator",19.55]
[2409022,"EMI Industries, LLC","EMI Industries, LLC","LBD8233S","LBD8233S",null,"Vertical Solid Door Refrigerator",22.08]
[2409023,"EMI Industries, LLC","EMI Industries, LLC","LBD9933S","LBD9933S",null,"Vertical Solid Door Refrigerator",28.36]
[2409066,"EMI Industries, LLC","EMI Industries, LLC","RBLP11233S","RBLP11233S",null,"Vertical Solid Door Refrigerator",22.13]
[2409058,"EMI Industries, LLC","EMI Industries, LLC","RBLP6233S","RBLP6233S",null,"Vertical Solid Door Refrigerator",10.42]
[2409082,"EMI Industries, LLC","EMI Industries, LLC","RBLP7033S","RBLP7033S",null,"Vertical Solid Door Refrigerator",12.21]
[2409062,"EMI Industries, LLC","EMI Industries, LLC","RBLP8033S","RBLP8033S",null,"Vertical Solid Door Refrigerator",14.45]
[2409061,"EMI Industries, LLC","EMI Industries, LLC","RBLP9733S","RBLP9733S",null,"Vertical Solid Door Refrigerator",18.77]
[2409081,"EMI Industries, LLC","EMI Industries, LLC","SULP4030S","SULP4030S",null,"Vertical Solid Door Refrigerator",4.45]
[2409052,"EMI Industries, LLC","EMI Industries, LLC","SULP4033S","SULP4033S",null,"Vertical Solid Door Refrigerator",4.9800000000000004]
[2409067,"EMI Industries, LLC","EMI Industries, LLC","SULP5830S","SULP5830S",null,"Vertical Solid Door Refrigerator",8.5]
[2409051,"EMI Industries, LLC","EMI Industries, LLC","SULP5833S","SULP5833S",null,"Vertical Solid Door Refrigerator",9.52]
[2409068,"EMI Industries, LLC","EMI Industries, LLC","SULP6430S","SULP6430S",null,"Vertical Solid Door Refrigerator",9.68]
[2409054,"EMI Industries, LLC","EMI Industries, LLC","SULP6433S","SULP6433S",null,"Vertical Solid Door Refrigerator",10.87]
[2409059,"EMI Industries, LLC","EMI Industries, LLC","SULP7930S","SULP7930S",null,"Vertical Solid Door Refrigerator",13.14]
[2409069,"EMI Industries, LLC","EMI Industries, LLC","SULP7933S","SULP7933S",null,"Vertical Solid Door Refrigerator",14.73]
[2404237,"The Delfield Company (A division of Welbilt)","Delfield","GAR1NP-G","GAR1NP-G",",G*R1NP-G********,; ,GAR1NP-G********,","Vertical Transparent Door Refrigerator",17.989999999999998]
[2404226,"The Delfield Company (A division of Welbilt)","Delfield","GAR1NP-GH","GAR1NP-GH",",G*R1NP-GH*******,; ,GAR1NP-GH*******,","Vertical Transparent Door Refrigerator",17.87]
[2404393,"The Delfield Company (A division of Welbilt)","Delfield","GAR1P-G","GAR1P-G",",G*R1P-G*********,; ,GAR1P-G*********,","Vertical Transparent Door Refrigerator",21.59]
[2404151,"The Delfield Company (A division of Welbilt)","Delfield","GAR1P-GH","GAR1P-GH",",G*R1P-GH********,; ,GAR1P-GH********,","Vertical Transparent Door Refrigerator",21.46]
[2406010,"The Delfield Company (A division of Welbilt)","Delfield","GAR1P-S","GAR1P-S",",G*R1P-S*********,; ,GAR1P-S*********,","Vertical Solid Door Refrigerator",21.59]
[2649590,"The Delfield Company (A division of Welbilt)","Delfield","GAR1P-SH-IH1","GAR1P-SH-IH1",",GAR1P-SH-IH1****,","Vertical Solid Door Refrigerator",20.71]
[2404238,"The Delfield Company (A division of Welbilt)","Delfield","GAR2NP-G","GAR2NP-G",",G*R2NP-G********,; ,GAR2NP-G********,","Vertical Transparent Door Refrigerator",39.76]
[2404228,"The Delfield Company (A division of Welbilt)","Delfield","GAR2NP-GH","GAR2NP-GH",",G*R2NP-GH*******,; ,GAR2NP-GH*******,","Vertical Transparent Door Refrigerator",39.53]
[2404227,"The Delfield Company (A division of Welbilt)","Delfield","GAR2NP-S","GAR2NP-S",",G*R2NP-S********,; ,GAR2NP-S********,","Vertical Solid Door Refrigerator",39.76]
[2404229,"The Delfield Company (A division of Welbilt)","Delfield","GAR2NP-SH","GAR2NP-SH",",G*R2NP-SH*******,; ,GAR2NP-SH*******,","Vertical Solid Door Refrigerator",39.53]
[2404395,"The Delfield Company (A division of Welbilt)","Delfield","GAR2P-G","GAR2P-G",",G*R2P-G*********,; ,GAR2P-G*********,","Vertical Transparent Door Refrigerator",45.85]
[2404396,"The Delfield Company (A division of Welbilt)","Delfield","GAR2P-GH","GAR2P-GH",",G*R2P-GH********,; ,GAR2P-GH********,","Vertical Transparent Door Refrigerator",45.58]
[2404678,"The Delfield Company (A division of Welbilt)","Delfield","GAR2P-S","GAR2P-S",",G*R2P-S*********,; ,GAR2P-S*********,","Vertical Solid Door Refrigerator",45.85]
[2404394,"The Delfield Company (A division of Welbilt)","Delfield","GAR2P-SH","GAR2P-SH",",G*R2P-SH********,; ,GAR2P-SH********,","Vertical Solid Door Refrigerator",45.58]
[2404382,"The Delfield Company (A division of Welbilt)","Delfield","GAR3P-G","GAR3P-G",",G*R3P-G*********,; ,GAR3P-G*********,","Vertical Transparent Door Refrigerator",71.22]
[2404379,"The Delfield Company (A division of Welbilt)","Delfield","GAR3P-GH","GAR3P-GH",",G*R3P-GH********,; ,GAR3P-GH********,","Vertical Transparent Door Refrigerator",70.81]
[2406435,"The Delfield Company (A division of Welbilt)","Delfield","GAR3P-S","GAR3P-S",",G*R3P-S*********,; ,GAR3P-S*********,","Vertical Solid Door Refrigerator",71.22]
[2406434,"The Delfield Company (A division of Welbilt)","Delfield","GARPT1P-S","GARPT1P-S",",G*RPT1P-S*******,; ,GARPT1P-S*******,","Vertical Solid Door Refrigerator",23.63]
[2404239,"The Delfield Company (A division of Welbilt)","Delfield","GARPT2P-G","GARPT2P-G",",G*RPT2P-G*******,; ,GARPT2P-G*******,","Vertical Transparent Door Refrigerator",49.93]
[2404304,"Novum USA, Inc","Novum","Panama Green 3D","2500R",null,"Vertical Transparent Door Refrigerator",95.7]
[2407342,"Novum USA, Inc","Novum","Panama Green 3D","2500R TD",null,"Vertical Transparent Door Refrigerator",95.7]
[2404300,"Novum USA, Inc","Novum","LEAP Line Range","601R",null,"Horizontal Transparent Door Refrigerator",20.2]
[2404301,"Novum USA, Inc","Novum","LEAP Line Range","610R",null,"Horizontal Transparent Door Refrigerator",20.2]
[2643451,"ONNERA USA, Inc.","ASBER","ARMD 23 HC","ARMD 23 HC",",ARR 23 1G F HC,","Vertical Transparent Door Refrigerator",20.309999999999999]
[2643351,"ONNERA USA, Inc.","ASBER","ARR 17 F HC","ARR 17 F HC",",ARR 17 HC,","Vertical Solid Door Refrigerator",14.68]
[2643300,"ONNERA USA, Inc.","ASBER","ARR 23 H F HC","ARR 23 H F HC",null,"Vertical Solid Door Refrigerator",20.309999999999999]
[2643372,"ONNERA USA, Inc.","ASBER","ARR 49 2G F H HC","ARR 49 2G F H HC",",ARMD 49 HC,","Vertical Transparent Door Refrigerator",45.36]
[2643325,"ONNERA USA, Inc.","ASBER","ARR 49 H F HC","ARR 49 H F HC",",ARR 49 H HC,","Vertical Solid Door Refrigerator",45.36]
[2643040,"ONNERA USA, Inc.","ASBER","AUTR 48 HC NEO","AUTR 48 HC NEO",null,"Vertical Solid Door Refrigerator",12.12]
[2643150,"ONNERA USA, Inc.","ASBER","AWRR 23 HC","AWRR 23 HC",",AWRR 23 F HC,","Vertical Solid Door Refrigerator",19.54]
[2643461,"ONNERA USA, Inc.","Fagor","FDM 23 HC","FDM 23 HC",",QVR 1G N HC,","Vertical Transparent Door Refrigerator",20.309999999999999]
[2643067,"ONNERA USA, Inc.","Fagor","FUR 48 N HC","FUR 48 N HC",",FUR 48 2D N HC,; ,FUR 48 4D N HC,; ,FWR 48 N HC,","Vertical Solid Door Refrigerator",12.12]
[2643216,"ONNERA USA, Inc.","Fagor","QVR 1 N HC","QVR 1 N HC",null,"Vertical Solid Door Refrigerator",20.309999999999999]
[2643364,"ONNERA USA, Inc.","Fagor","QVR 2G N HC","QVR 2G N HC",",FMD 49 HC,; ,QVR 2G N,","Vertical Transparent Door Refrigerator",45.36]
[2643340,"ONNERA USA, Inc.","Fagor","QVR 2 N HC","QVR 2 N HC",null,"Vertical Solid Door Refrigerator",45.36]
[2407765,"Powers Equipment Company","Powers Equipment","569HC","569HC",",569HC S/S,Optional Stainless Steel exterior","Horizontal Solid Door Refrigerator",17.12]
[2407808,"Powers Equipment Company","Powers Equipment","681HC","681HC",",681HC S/S,Optional Stainless Steel exterior","Horizontal Solid Door Refrigerator",11.6]
[2407764,"Powers Equipment Company","Powers Equipment","780HC","780HC",",780HC S/S,Optional Stainless Steel exterior","Horizontal Solid Door Refrigerator",21.3]
[2403629,"PRIDE Centric Resources, lnc.","SUPERA","PCR1-ES-HC","PCR1-ES-HC",null,"Vertical Solid Door Refrigerator",18.100000000000001]
[2403628,"PRIDE Centric Resources, lnc.","SUPERA","PCR1-ES-SI-HC","PCR1-ES-SI-HC",null,"Vertical Solid Door Refrigerator",18.100000000000001]
[2403630,"PRIDE Centric Resources, lnc.","SUPERA","PCR1-TSI-ES-HC","PCR1-TSI-ES-HC",null,"Vertical Solid Door Refrigerator",18.3]
[2403631,"PRIDE Centric Resources, lnc.","SUPERA","PCR2-ES-HC","PCR2-ES-HC",null,"Vertical Solid Door Refrigerator",41.6]
[2403632,"PRIDE Centric Resources, lnc.","SUPERA","PCR2-TSI-ES-HC","PCR2-TSI-ES-HC",null,"Vertical Solid Door Refrigerator",42.5]
[2403634,"PRIDE Centric Resources, lnc.","SUPERA","PEGD-1DR-23-ES-HC","PEGD-1DR-23-ES-HC",null,"Vertical Transparent Door Refrigerator",18.899999999999999]
[2403633,"PRIDE Centric Resources, lnc.","SUPERA","PEGD-1DR-23-ES-SI-HC","PEGD-1DR-23-ES-SI-HC",null,"Vertical Transparent Door Refrigerator",18.899999999999999]
[2403635,"PRIDE Centric Resources, lnc.","SUPERA","PEGD-2DR-48-ES-HC","PEGD-2DR-48-ES-HC",null,"Vertical Transparent Door Refrigerator",43.4]
[2403636,"PRIDE Centric Resources, lnc.","SUPERA","PEGD-2DR-48-ES-SI-HC","PEGD-2DR-48-ES-SI-HC",null,"Vertical Transparent Door Refrigerator",43.4]
[2403637,"PRIDE Centric Resources, lnc.","SUPERA","PUR27-ES-HC","PUR27-ES-HC",null,"Vertical Solid Door Refrigerator",5.4]
[2403638,"PRIDE Centric Resources, lnc.","SUPERA","PUR27-ES-SI-HC","PUR27-ES-SI-HC",null,"Vertical Solid Door Refrigerator",5.4]
[2403640,"PRIDE Centric Resources, lnc.","SUPERA","PUR48-ES-HC","PUR48-ES-HC",null,"Vertical Solid Door Refrigerator",10.1]
[2403639,"PRIDE Centric Resources, lnc.","SUPERA","PUR48-ES-SI-HC","PUR48-ES-SI-HC",null,"Vertical Solid Door Refrigerator",10.1]
[2403641,"PRIDE Centric Resources, lnc.","SUPERA","PUR61-ES-HC","PUR61-ES-HC",null,"Vertical Solid Door Refrigerator",13.2]
[2403642,"PRIDE Centric Resources, lnc.","SUPERA","PUR61-ES-SI-HC","PUR61-ES-SI-HC",null,"Vertical Solid Door Refrigerator",13.2]
[2402829,"Serv-Ware Products","SERV-WARE","GR23-HC","GR23-HC",null,"Vertical Transparent Door Refrigerator",18.899999999999999]
[2402832,"Serv-Ware Products","SERV-WARE","GR48-HC","GR48-HC",null,"Vertical Transparent Door Refrigerator",43.4]
[2402827,"Serv-Ware Products","SERV-WARE","RR1-HC","RR1-HC",null,"Vertical Solid Door Refrigerator",18.100000000000001]
[2402826,"Serv-Ware Products","SERV-WARE","RR2-HC","RR2-HC",null,"Vertical Solid Door Refrigerator",41.6]
[2402831,"Serv-Ware Products","SERV-WARE","UCR-27-HC","UCR-27-HC",null,"Vertical Solid Door Refrigerator",5.4]
[2402828,"Serv-Ware Products","SERV-WARE","UCR-48-HC","UCR-48-HC",null,"Vertical Solid Door Refrigerator",10.1]
[2402830,"Serv-Ware Products","SERV-WARE","UCR-60-HC","UCR-60-HC",null,"Vertical Solid Door Refrigerator",13.2]
[3354744,"Structural Concepts Corp.","Structural Concepts","BD3632 SC","BD3632 SC",null,"Vertical Transparent Door Refrigerator",20.64]
[3354745,"Structural Concepts Corp.","Structural Concepts","BD4732 SC","BD4732 SC",null,"Vertical Transparent Door Refrigerator",27.73]
[2404215,"The Delfield Company (A division of Welbilt)","Delfield","18648BUCMP******","18648BUCMP******",",18648BSTMP*******,; ,18WC44P**********,; ,F18WC44P*********,","Vertical Solid Door Refrigerator",10.25]
[2404217,"The Delfield Company (A division of Welbilt)","Delfield","18660BUCMP******","18660BUCMP******",",18660BSTMP*******,; ,18WC60P**********,; ,F18WC60P*********,","Vertical Solid Door Refrigerator",15.09]
[2404218,"The Delfield Company (A division of Welbilt)","Delfield","18672BUCMP******","18672BUCMP******",",18672BSTMP*******,; ,18WC68P**********,; ,18WC72P**********,; ,F18WC68P*********,; ,F18WC72P*********,","Vertical Solid Door Refrigerator",18.04]
[2407775,"The Delfield Company (A division of Welbilt)","Delfield","406P","406P",",402P************,; ,406**P**********,; ,406P************,","Vertical Solid Door Refrigerator",5.7]
[2631711,"The Delfield Company (A division of Welbilt)","Delfield","4424NP","4424NP",",4424NP**********,; ,D4424NP*********,; ,ST4424NP********,; ,STD4424NP*******,","Vertical Solid Door Refrigerator",6.35]
[2609392,"The Delfield Company (A division of Welbilt)","Delfield","4427NP","4427NP",",4427NP**********,; ,D4427NP*********,; ,ST4427NP********,; ,STD4427NP*******,","Vertical Solid Door Refrigerator",7.35]
[2609366,"The Delfield Company (A division of Welbilt)","Delfield","4432NP","4432NP",",D4432NP*********,; ,ST4432NP********,; ,STD4432NP*******,","Vertical Solid Door Refrigerator",9.2799999999999994]
[2544316,"The Delfield Company (A division of Welbilt)","Delfield","4448NP","4448NP",",4448NP**********,; ,ST4448NP********,","Vertical Solid Door Refrigerator",14.23]
[2994723,"The Delfield Company (A division of Welbilt)","Delfield","4460NP********","4460NP********",",D4460NP********,; ,ST4460NP********,; ,STD4460NP********,","Vertical Solid Door Refrigerator",18.22]
[3361107,"The Delfield Company (A division of Welbilt)","Delfield","4464NP","4464NP",",4464NP**********,; ,D4464NP*********,; ,ST4464NP********,; ,STD4464NP*******,","Vertical Solid Door Refrigerator",19.55]
[2609564,"The Delfield Company (A division of Welbilt)","Delfield","4472NP","4472NP",",4472NP**********,; ,ST4472NP********,","Vertical Solid Door Refrigerator",22.11]
[2507661,"The Delfield Company (A division of Welbilt)","Delfield","6025XL-G","6025XL-G",",6025XL-G********,","Vertical Transparent Door Refrigerator",18.899999999999999]
[2507660,"The Delfield Company (A division of Welbilt)","Delfield","6025XL-GH","6025XL-GH",",6025XL-GH*******,","Vertical Transparent Door Refrigerator",18.8]
[2407773,"The Delfield Company (A division of Welbilt)","Delfield","6025XL-S","6025XL-S",",6025XL-S********,","Vertical Solid Door Refrigerator",18.899999999999999]
[2408399,"The Delfield Company (A division of Welbilt)","Delfield","6025XL-SH","6025XL-SH",",6025XL-SH*******,","Vertical Solid Door Refrigerator",18.8]
[2837296,"The Delfield Company (A division of Welbilt)","Delfield","6051XL-G","6051XL-G",",6051XL-G********,","Vertical Transparent Door Refrigerator",41.45]
[2837303,"The Delfield Company (A division of Welbilt)","Delfield","6051XL-GH","6051XL-GH",",6051XL-GH*******,","Vertical Transparent Door Refrigerator",41.37]
[2452844,"The Delfield Company (A division of Welbilt)","Delfield","6051XL-S","6051XL-S",",6051XL-S********,","Vertical Solid Door Refrigerator",41.45]
[2452849,"The Delfield Company (A division of Welbilt)","Delfield","6051XL-SH","6051XL-SH",",6051XL-SH*******,","Vertical Solid Door Refrigerator",41.37]
[2404214,"The Delfield Company (A division of Welbilt)","Delfield","F18WC44P********","F18WC44P********",",18WC44P*********,","Vertical Solid Door Refrigerator",9.14]
[2406009,"The Delfield Company (A division of Welbilt)","Delfield","F29110*P****************","F29110*P****************",null,"Chef Base Refrigerator",19.829999999999998]
[2406218,"The Delfield Company (A division of Welbilt)","Delfield","F2936*P****************","F2936*P****************",null,"Chef Base Refrigerator",5.0599999999999996]
[2406219,"The Delfield Company (A division of Welbilt)","Delfield","F2952CP","F2952CP",",F2952*P*********,; ,F2952CP*********,; ,F2956*P*********,; ,F2956CP*********,","Chef Base Refrigerator",7.23]
[2406213,"The Delfield Company (A division of Welbilt)","Delfield","F2960CP","F2960CP",",F2960*P*********,; ,F2960CP*********,; ,F2962*P*********,; ,F2962CP*********,","Chef Base Refrigerator",9.08]
[2406208,"The Delfield Company (A division of Welbilt)","Delfield","F2975CP","F2975CP",",F2973*P*********,; ,F2973CP*********,; ,F2975*P*********,; ,F2975CP*********,","Chef Base Refrigerator",12.03]
[2406210,"The Delfield Company (A division of Welbilt)","Delfield","F2980CP","F2980CP",",F2978*P*********,; ,F2978CP*********,; ,F2980*P*********,; ,F2980CP*********,","Chef Base Refrigerator",12.8]
[2406243,"The Delfield Company (A division of Welbilt)","Delfield","F2987*P****************","F2987*P****************",null,"Chef Base Refrigerator",18.8]
[2406209,"The Delfield Company (A division of Welbilt)","Delfield","F2999CP","F2999CP",",F2996*P*********,; ,F2996CP*********,; ,F2999*P*********,; ,F2999CP*********,","Chef Base Refrigerator",16.38]
[2403092,"True Manufacturing (True Food Service Equipment)","True Refrigeration","GDM-05-S-HC-LD","GDM-05-S-HC-LD",null,"Vertical Transparent Door Refrigerator",5.43]
[2403096,"True Manufacturing (True Food Service Equipment)","True Refrigeration","GDM-06-34-HC~TSL01","GDM-06-34-HC~TSL01",null,"Vertical Transparent Door Refrigerator",5.05]
[2403095,"True Manufacturing (True Food Service Equipment)","True Refrigeration","GDM-06-34-HC~TSL01-EXT TOP","GDM-06-34-HC~TSL01-EXT TOP",null,"Vertical Transparent Door Refrigerator",5.05]
[2403098,"True Manufacturing (True Food Service Equipment)","True Refrigeration","GDM-07-HC~TSL01","GDM-07-HC~TSL01",null,"Vertical Transparent Door Refrigerator",6.69]
[2403097,"True Manufacturing (True Food Service Equipment)","True Refrigeration","GDM-07-S-HC~TSL01","GDM-07-S-HC~TSL01",null,"Vertical Transparent Door Refrigerator",6.69]
[2403099,"True Manufacturing (True Food Service Equipment)","True Refrigeration","GDM-08-HC~TSL01","GDM-08-HC~TSL01",null,"Vertical Transparent Door Refrigerator",7.16]
[2403100,"True Manufacturing (True Food Service Equipment)","True Refrigeration","GDM-10-58-HC~TSL01","GDM-10-58-HC~TSL01",null,"Vertical Transparent Door Refrigerator",10.31]
[2403101,"True Manufacturing (True Food Service Equipment)","True Refrigeration","GDM-10-HC~TSL01","GDM-10-HC~TSL01",null,"Vertical Transparent Door Refrigerator",9.1999999999999993]
[2403203,"True Manufacturing (True Food Service Equipment)","True Refrigeration","GDM-12FC-HC~TSL01","GDM-12FC-HC~TSL01",null,"Vertical Transparent Door Refrigerator",11.31]
[2403199,"True Manufacturing (True Food Service Equipment)","True Refrigeration","GDM-12-HC~TSL01","GDM-12-HC~TSL01",null,"Vertical Transparent Door Refrigerator",11.31]
[2403216,"True Manufacturing (True Food Service Equipment)","True Refrigeration","GDM-19T-HC~TSL01","GDM-19T-HC~TSL01",null,"Vertical Transparent Door Refrigerator",16.45]
[2403219,"True Manufacturing (True Food Service Equipment)","True Refrigeration","GDM-23FC-HC~TSL01","GDM-23FC-HC~TSL01",null,"Vertical Transparent Door Refrigerator",20.55]
[2403218,"True Manufacturing (True Food Service Equipment)","True Refrigeration","GDM-23-HC~TSL01","GDM-23-HC~TSL01",null,"Vertical Transparent Door Refrigerator",20.55]
[2403220,"True Manufacturing (True Food Service Equipment)","True Refrigeration","GDM-23W-HC~TSL01","GDM-23W-HC~TSL01",null,"Vertical Transparent Door Refrigerator",20.55]
[2403544,"True Manufacturing (True Food Service Equipment)","True Refrigeration","TBB-24-60G-HC-LD","TBB-24-60G-HC-LD",null,"Vertical Transparent Door Refrigerator",17.61]
[2403545,"True Manufacturing (True Food Service Equipment)","True Refrigeration","TBB-24-60G-S-HC-LD","TBB-24-60G-S-HC-LD",null,"Vertical Transparent Door Refrigerator",17.61]
[2403539,"True Manufacturing (True Food Service Equipment)","True Refrigeration","TBB-24GAL-48G-HC-LD","TBB-24GAL-48G-HC-LD",null,"Vertical Transparent Door Refrigerator",13.21]
[2403540,"True Manufacturing (True Food Service Equipment)","True Refrigeration","TBB-24GAL-48G-S-HC-LD","TBB-24GAL-48G-S-HC-LD",null,"Vertical Transparent Door Refrigerator",13.21]
[2403546,"True Manufacturing (True Food Service Equipment)","True Refrigeration","TBB-24GAL-60G-HC-LD","TBB-24GAL-60G-HC-LD",null,"Vertical Transparent Door Refrigerator",17.61]
[2403547,"True Manufacturing (True Food Service Equipment)","True Refrigeration","TBB-24GAL-60G-S-HC-LD","TBB-24GAL-60G-S-HC-LD",null,"Vertical Transparent Door Refrigerator",17.61]
[2403548,"True Manufacturing (True Food Service Equipment)","True Refrigeration","TBB-2G-HC-LD","TBB-2G-HC-LD",null,"Vertical Transparent Door Refrigerator",20.34]
[2403549,"True Manufacturing (True Food Service Equipment)","True Refrigeration","TBB-2G-S-HC-LD","TBB-2G-S-HC-LD",null,"Vertical Transparent Door Refrigerator",20.34]
[2403531,"True Manufacturing (True Food Service Equipment)","True Refrigeration","TBB-2-HC","TBB-2-HC",null,"Vertical Solid Door Refrigerator",19.510000000000002]
[2403532,"True Manufacturing (True Food Service Equipment)","True Refrigeration","TBB-2-S-HC","TBB-2-S-HC",null,"Vertical Solid Door Refrigerator",19.510000000000002]
[2403554,"True Manufacturing (True Food Service Equipment)","True Refrigeration","TBB-3G-HC-LD","TBB-3G-HC-LD",null,"Vertical Transparent Door Refrigerator",24.42]
[2403555,"True Manufacturing (True Food Service Equipment)","True Refrigeration","TBB-3G-S-HC-LD","TBB-3G-S-HC-LD",null,"Vertical Transparent Door Refrigerator",24.42]
[2403550,"True Manufacturing (True Food Service Equipment)","True Refrigeration","TBB-3-HC","TBB-3-HC",null,"Vertical Solid Door Refrigerator",23.54]
[2403551,"True Manufacturing (True Food Service Equipment)","True Refrigeration","TBB-3-S-HC","TBB-3-S-HC",null,"Vertical Solid Door Refrigerator",23.54]
[2403522,"True Manufacturing (True Food Service Equipment)","True Refrigeration","TBB-4G-HC-LD","TBB-4G-HC-LD",null,"Vertical Transparent Door Refrigerator",33.64]
[2403523,"True Manufacturing (True Food Service Equipment)","True Refrigeration","TBB-4G-S-HC-LD","TBB-4G-S-HC-LD",null,"Vertical Transparent Door Refrigerator",33.64]
[2403541,"True Manufacturing (True Food Service Equipment)","True Refrigeration","TDB-24-48-1-G-1-HC-LD","TDB-24-48-1-G-1-HC-LD",null,"Vertical Transparent Door Refrigerator",13.21]
[2403542,"True Manufacturing (True Food Service Equipment)","True Refrigeration","TDB-24-48G-HC-LD","TDB-24-48G-HC-LD",null,"Vertical Transparent Door Refrigerator",13.21]
[2403529,"True Manufacturing (True Food Service Equipment)","True Refrigeration","TDD-1-HC","TDD-1-HC",null,"Vertical Solid Door Refrigerator",7.86]
[2403530,"True Manufacturing (True Food Service Equipment)","True Refrigeration","TDD-1-S-HC","TDD-1-S-HC",null,"Vertical Solid Door Refrigerator",7.86]
[2403221,"True Manufacturing (True Food Service Equipment)","True Refrigeration","GDM-26-HC~TSL01","GDM-26-HC~TSL01",null,"Vertical Transparent Door Refrigerator",23.21]
[2403991,"True Manufacturing (True Food Service Equipment)","True Refrigeration","GDM-33-HC-LD","GDM-33-HC-LD",null,"Vertical Transparent Door Refrigerator",28.67]
[2403995,"True Manufacturing (True Food Service Equipment)","True Refrigeration","GDM-35-HC~TSL01","GDM-35-HC~TSL01",null,"Vertical Transparent Door Refrigerator",33.799999999999997]
[2403222,"True Manufacturing (True Food Service Equipment)","True Refrigeration","GDM-35SL-RF-HC-LD","GDM-35SL-RF-HC-LD",null,"Vertical Transparent Door Refrigerator",15.54]
[2403990,"True Manufacturing (True Food Service Equipment)","True Refrigeration","GDM-37-HC-LD","GDM-37-HC-LD",null,"Vertical Transparent Door Refrigerator",32.11]
[2403228,"True Manufacturing (True Food Service Equipment)","True Refrigeration","GDM-41C-48-HC-LD","GDM-41C-48-HC-LD",null,"Vertical Transparent Door Refrigerator",14.48]
[2403989,"True Manufacturing (True Food Service Equipment)","True Refrigeration","GDM-41-HC-LD","GDM-41-HC-LD",null,"Vertical Transparent Door Refrigerator",35.24]
[2403224,"True Manufacturing (True Food Service Equipment)","True Refrigeration","GDM-41SL-48-HC-LD","GDM-41SL-48-HC-LD",null,"Vertical Transparent Door Refrigerator",12.35]
[2403223,"True Manufacturing (True Food Service Equipment)","True Refrigeration","GDM-41SL-54-HC-LD","GDM-41SL-54-HC-LD",null,"Vertical Transparent Door Refrigerator",14.1]
[2403225,"True Manufacturing (True Food Service Equipment)","True Refrigeration","GDM-41SL-60-HC-LD","GDM-41SL-60-HC-LD",null,"Vertical Transparent Door Refrigerator",16.5]
[2403988,"True Manufacturing (True Food Service Equipment)","True Refrigeration","GDM-43-HC~TSL01","GDM-43-HC~TSL01",null,"Vertical Transparent Door Refrigerator",37.71]
[2404209,"True Manufacturing (True Food Service Equipment)","True Refrigeration","GDM-45-HC-LD","GDM-45-HC-LD",null,"Vertical Transparent Door Refrigerator",38.68]
[2404210,"True Manufacturing (True Food Service Equipment)","True Refrigeration","GDM-47-HC-LD","GDM-47-HC-LD",null,"Vertical Transparent Door Refrigerator",41.35]
[2403240,"True Manufacturing (True Food Service Equipment)","True Refrigeration","GDM-49FC-HC~TSL01","GDM-49FC-HC~TSL01",null,"Vertical Transparent Door Refrigerator",44.34]
[2403239,"True Manufacturing (True Food Service Equipment)","True Refrigeration","GDM-49-HC~TSL01","GDM-49-HC~TSL01",null,"Vertical Transparent Door Refrigerator",44.34]
[2404211,"True Manufacturing (True Food Service Equipment)","True Refrigeration","GDM-69-HC-LD","GDM-69-HC-LD",null,"Vertical Transparent Door Refrigerator",61.62]
[2403242,"True Manufacturing (True Food Service Equipment)","True Refrigeration","GDM-72FC-HC~TSL01","GDM-72FC-HC~TSL01",null,"Vertical Transparent Door Refrigerator",65.650000000000006]
[2403241,"True Manufacturing (True Food Service Equipment)","True Refrigeration","GDM-72-HC~TSL01","GDM-72-HC~TSL01",null,"Vertical Transparent Door Refrigerator",65.650000000000006]
[2403248,"True Manufacturing (True Food Service Equipment)","True Refrigeration","STA1R-1G-HC","STA1R-1G-HC",null,"Vertical Transparent Door Refrigerator",22.86]
[2404388,"True Manufacturing (True Food Service Equipment)","True Refrigeration","STA1R-1S-HC","STA1R-1S-HC",null,"Vertical Solid Door Refrigerator",23.35]
[2404391,"True Manufacturing (True Food Service Equipment)","True Refrigeration","STA1R-2HS-HC","STA1R-2HS-HC",null,"Vertical Solid Door Refrigerator",23.35]
[2404385,"True Manufacturing (True Food Service Equipment)","True Refrigeration","STA1RPT-2HS-2HS-HC","STA1RPT-2HS-2HS-HC",null,"Vertical Solid Door Refrigerator",23.35]
[2403254,"True Manufacturing (True Food Service Equipment)","True Refrigeration","STA2R-2G-HC","STA2R-2G-HC",null,"Vertical Transparent Door Refrigerator",46.86]
[2403252,"True Manufacturing (True Food Service Equipment)","True Refrigeration","STA2R-2S-HC","STA2R-2S-HC",null,"Vertical Solid Door Refrigerator",46.86]
[2403260,"True Manufacturing (True Food Service Equipment)","True Refrigeration","STA2R-4HG-HC","STA2R-4HG-HC",null,"Vertical Transparent Door Refrigerator",48.01]
[2403263,"True Manufacturing (True Food Service Equipment)","True Refrigeration","STA2RPT-2G-2G-HC","STA2RPT-2G-2G-HC",null,"Vertical Transparent Door Refrigerator",48.01]
[2403269,"True Manufacturing (True Food Service Equipment)","True Refrigeration","STA2RPT-2G-2S-HC","STA2RPT-2G-2S-HC",null,"Vertical Transparent Door Refrigerator",48.01]
[2403278,"True Manufacturing (True Food Service Equipment)","True Refrigeration","STA2RPT-2HG/2HS-2G-HC","STA2RPT-2HG/2HS-2G-HC",null,"Vertical Transparent Door Refrigerator",48.01]
[2403266,"True Manufacturing (True Food Service Equipment)","True Refrigeration","STA2RPT-2S-2G-HC","STA2RPT-2S-2G-HC",null,"Vertical Transparent Door Refrigerator",48.01]
[2403281,"True Manufacturing (True Food Service Equipment)","True Refrigeration","STA2RPT-4HG-2G-HC","STA2RPT-4HG-2G-HC",null,"Vertical Transparent Door Refrigerator",48.01]
[2403275,"True Manufacturing (True Food Service Equipment)","True Refrigeration","STA2RPT-4HG-2S-HC","STA2RPT-4HG-2S-HC",null,"Vertical Transparent Door Refrigerator",48.01]
[2403257,"True Manufacturing (True Food Service Equipment)","True Refrigeration","STA2RPT-4HG-4HG-HC","STA2RPT-4HG-4HG-HC",null,"Vertical Transparent Door Refrigerator",48.01]
[2403272,"True Manufacturing (True Food Service Equipment)","True Refrigeration","STA2RPT-4HS-2G-HC","STA2RPT-4HS-2G-HC",null,"Vertical Transparent Door Refrigerator",48.01]
[2403249,"True Manufacturing (True Food Service Equipment)","True Refrigeration","STG1R-1G-HC","STG1R-1G-HC",null,"Vertical Transparent Door Refrigerator",22.86]
[2404389,"True Manufacturing (True Food Service Equipment)","True Refrigeration","STG1R-1S-HC","STG1R-1S-HC",null,"Vertical Solid Door Refrigerator",23.35]
[2404392,"True Manufacturing (True Food Service Equipment)","True Refrigeration","STG1R-2HS-HC","STG1R-2HS-HC",null,"Vertical Solid Door Refrigerator",23.35]
[2404386,"True Manufacturing (True Food Service Equipment)","True Refrigeration","STG1RPT-2HS-2HS-HC","STG1RPT-2HS-2HS-HC",null,"Vertical Solid Door Refrigerator",23.35]
[2403255,"True Manufacturing (True Food Service Equipment)","True Refrigeration","STG2R-2G-HC","STG2R-2G-HC",null,"Vertical Transparent Door Refrigerator",46.86]
[2403251,"True Manufacturing (True Food Service Equipment)","True Refrigeration","STG2R-2S-HC","STG2R-2S-HC",null,"Vertical Solid Door Refrigerator",46.86]
[2403261,"True Manufacturing (True Food Service Equipment)","True Refrigeration","STG2R-4HG-HC","STG2R-4HG-HC",null,"Vertical Transparent Door Refrigerator",48.01]
[2403264,"True Manufacturing (True Food Service Equipment)","True Refrigeration","STG2RPT-2G-2G-HC","STG2RPT-2G-2G-HC",null,"Vertical Transparent Door Refrigerator",48.01]
[2403270,"True Manufacturing (True Food Service Equipment)","True Refrigeration","STG2RPT-2G-2S-HC","STG2RPT-2G-2S-HC",null,"Vertical Transparent Door Refrigerator",48.01]
[2403279,"True Manufacturing (True Food Service Equipment)","True Refrigeration","STG2RPT-2HG/2HS-2G-HC","STG2RPT-2HG/2HS-2G-HC",null,"Vertical Transparent Door Refrigerator",48.01]
[2403267,"True Manufacturing (True Food Service Equipment)","True Refrigeration","STG2RPT-2S-2G-HC","STG2RPT-2S-2G-HC",null,"Vertical Transparent Door Refrigerator",48.01]
[2403282,"True Manufacturing (True Food Service Equipment)","True Refrigeration","STG2RPT-4HG-2G-HC","STG2RPT-4HG-2G-HC",null,"Vertical Transparent Door Refrigerator",48.01]
[2403276,"True Manufacturing (True Food Service Equipment)","True Refrigeration","STG2RPT-4HG-2S-HC","STG2RPT-4HG-2S-HC",null,"Vertical Transparent Door Refrigerator",48.01]
[2403258,"True Manufacturing (True Food Service Equipment)","True Refrigeration","STG2RPT-4HG-4HG-HC","STG2RPT-4HG-4HG-HC",null,"Vertical Transparent Door Refrigerator",48.01]
[2403273,"True Manufacturing (True Food Service Equipment)","True Refrigeration","STG2RPT-4HS-2G-HC","STG2RPT-4HS-2G-HC",null,"Vertical Transparent Door Refrigerator",48.01]
[2403247,"True Manufacturing (True Food Service Equipment)","True Refrigeration","STR1R-1G-HC","STR1R-1G-HC",null,"Vertical Transparent Door Refrigerator",22.86]
[2404387,"True Manufacturing (True Food Service Equipment)","True Refrigeration","STR1R-1S-HC","STR1R-1S-HC",null,"Vertical Solid Door Refrigerator",23.35]
[2404390,"True Manufacturing (True Food Service Equipment)","True Refrigeration","STR1R-2HS-HC","STR1R-2HS-HC",null,"Vertical Solid Door Refrigerator",23.35]
[2404384,"True Manufacturing (True Food Service Equipment)","True Refrigeration","STR1RPT-2HS-2HS-HC","STR1RPT-2HS-2HS-HC",null,"Vertical Solid Door Refrigerator",23.35]
[2403253,"True Manufacturing (True Food Service Equipment)","True Refrigeration","STR2R-2G-HC","STR2R-2G-HC",null,"Vertical Transparent Door Refrigerator",46.86]
[2403250,"True Manufacturing (True Food Service Equipment)","True Refrigeration","STR2R-2S-HC","STR2R-2S-HC",null,"Vertical Solid Door Refrigerator",46.86]
[2403259,"True Manufacturing (True Food Service Equipment)","True Refrigeration","STR2R-4HG-HC","STR2R-4HG-HC",null,"Vertical Transparent Door Refrigerator",48.01]
[2403262,"True Manufacturing (True Food Service Equipment)","True Refrigeration","STR2RPT-2G-2G-HC","STR2RPT-2G-2G-HC",null,"Vertical Transparent Door Refrigerator",48.01]
[2403268,"True Manufacturing (True Food Service Equipment)","True Refrigeration","STR2RPT-2G-2S-HC","STR2RPT-2G-2S-HC",null,"Vertical Transparent Door Refrigerator",48.01]
[2403277,"True Manufacturing (True Food Service Equipment)","True Refrigeration","STR2RPT-2HG/2HS-2G-HC","STR2RPT-2HG/2HS-2G-HC",null,"Vertical Transparent Door Refrigerator",48.01]
[2403265,"True Manufacturing (True Food Service Equipment)","True Refrigeration","STR2RPT-2S-2G-HC","STR2RPT-2S-2G-HC",null,"Vertical Transparent Door Refrigerator",48.01]
[2403280,"True Manufacturing (True Food Service Equipment)","True Refrigeration","STR2RPT-4HG-2G-HC","STR2RPT-4HG-2G-HC",null,"Vertical Transparent Door Refrigerator",48.01]
[2403274,"True Manufacturing (True Food Service Equipment)","True Refrigeration","STR2RPT-4HG-2S-HC","STR2RPT-4HG-2S-HC",null,"Vertical Transparent Door Refrigerator",48.01]
[2403256,"True Manufacturing (True Food Service Equipment)","True Refrigeration","STR2RPT-4HG-4HG-HC","STR2RPT-4HG-4HG-HC",null,"Vertical Transparent Door Refrigerator",48.01]
[2403271,"True Manufacturing (True Food Service Equipment)","True Refrigeration","STR2RPT-4HS-2G-HC","STR2RPT-4HS-2G-HC",null,"Vertical Transparent Door Refrigerator",48.01]
[2403313,"True Manufacturing (True Food Service Equipment)","True Refrigeration","T-12G-HC~FGD01","T-12G-HC~FGD01",null,"Vertical Transparent Door Refrigerator",11.28]
[2403521,"True Manufacturing (True Food Service Equipment)","True Refrigeration","T-12-HC","T-12-HC",null,"Vertical Solid Door Refrigerator",11.22]
[2403420,"True Manufacturing (True Food Service Equipment)","True Refrigeration","T-19G-HC~FGD01","T-19G-HC~FGD01",null,"Vertical Transparent Door Refrigerator",15.23]
[2403331,"True Manufacturing (True Food Service Equipment)","True Refrigeration","T-19-HC","T-19-HC",null,"Vertical Solid Door Refrigerator",14.79]
[2403473,"True Manufacturing (True Food Service Equipment)","True Refrigeration","T-23-2-HC","T-23-2-HC",null,"Vertical Solid Door Refrigerator",20.13]
[2403314,"True Manufacturing (True Food Service Equipment)","True Refrigeration","T-23G-2-HC~FGD01","T-23G-2-HC~FGD01",null,"Vertical Transparent Door Refrigerator",19.62]
[2403421,"True Manufacturing (True Food Service Equipment)","True Refrigeration","T-23G-HC~FGD01","T-23G-HC~FGD01",null,"Vertical Transparent Door Refrigerator",19.86]
[2403667,"True Manufacturing (True Food Service Equipment)","True Refrigeration","T-23G-PT-HC~FGD01","T-23G-PT-HC~FGD01",null,"Vertical Transparent Door Refrigerator",20.92]
[2403423,"True Manufacturing (True Food Service Equipment)","True Refrigeration","T-23-HC","T-23-HC",null,"Vertical Solid Door Refrigerator",20.260000000000002]
[2403471,"True Manufacturing (True Food Service Equipment)","True Refrigeration","T-23PT-HC","T-23PT-HC",null,"Vertical Solid Door Refrigerator",21.14]
[2403329,"True Manufacturing (True Food Service Equipment)","True Refrigeration","T-49-2-G-2-HC~FGD01","T-49-2-G-2-HC~FGD01",null,"Vertical Transparent Door Refrigerator",43.25]
[2403325,"True Manufacturing (True Food Service Equipment)","True Refrigeration","T-49G-4-HC~FGD01","T-49G-4-HC~FGD01",null,"Vertical Transparent Door Refrigerator",43.25]
[2403327,"True Manufacturing (True Food Service Equipment)","True Refrigeration","T-49G-HC~FGD01","T-49G-HC~FGD01",null,"Vertical Transparent Door Refrigerator",43.25]
[2403475,"True Manufacturing (True Food Service Equipment)","True Refrigeration","T-49-HC","T-49-HC",null,"Vertical Solid Door Refrigerator",43.26]
[2403527,"True Manufacturing (True Food Service Equipment)","True Refrigeration","TBB-1-HC","TBB-1-HC",null,"Vertical Solid Door Refrigerator",7.86]
[2403528,"True Manufacturing (True Food Service Equipment)","True Refrigeration","TBB-1-S-HC","TBB-1-S-HC",null,"Vertical Solid Door Refrigerator",7.86]
[2403537,"True Manufacturing (True Food Service Equipment)","True Refrigeration","TBB-24-48G-HC-LD","TBB-24-48G-HC-LD",null,"Vertical Transparent Door Refrigerator",13.21]
[2403538,"True Manufacturing (True Food Service Equipment)","True Refrigeration","TBB-24-48G-S-HC-LD","TBB-24-48G-S-HC-LD",null,"Vertical Transparent Door Refrigerator",13.21]
[2404220,"The Delfield Company (A division of Welbilt)","Delfield","GARPT2P-GH","GARPT2P-GH",",G*RPT2P-GH******,; ,GARPT2P-GH*******,","Vertical Transparent Door Refrigerator",49.38]
[2404240,"The Delfield Company (A division of Welbilt)","Delfield","GARPT2P-S","GARPT2P-S",",G*RPT2P-S*******,; ,GARPT2P-S*******,","Vertical Solid Door Refrigerator",49.93]
[2404221,"The Delfield Company (A division of Welbilt)","Delfield","GARPT2P-SH","GARPT2P-SH",",G*RPT2P-SH******,; ,GARPT2P-SH******,","Vertical Solid Door Refrigerator",49.38]
[2404681,"The Delfield Company (A division of Welbilt)","Delfield","GARRI1P-G","GARRI1P-G",",G*RRI1P-G*******,; ,GARRI1P-G*******,","Vertical Transparent Door Refrigerator",38.01]
[2404233,"The Delfield Company (A division of Welbilt)","Delfield","GARRI2P-G","GARRI2P-G",",G*RRI2P-G*******,; ,GARRI2P-G*******,","Vertical Transparent Door Refrigerator",76.34]
[2404383,"The Delfield Company (A division of Welbilt)","Delfield","GARRT2P-GS","GARRT2P-GS",",G*RRT2P-GS******,; ,GARRT2P-GS******,","Vertical Transparent Door Refrigerator",80.06]
[2407777,"The Delfield Company (A division of Welbilt)","Delfield","UC4048P","UC4048P",",ST4048P*********,; ,UC4048P*********,","Vertical Solid Door Refrigerator",10.9]
[2405143,"Traulsen (A division of ITW Food Equipment Group)","Traulsen","CLUC-27R-GD","CLUC-27R-GD",null,"Vertical Transparent Door Refrigerator",6.8]
[2405142,"Traulsen (A division of ITW Food Equipment Group)","Traulsen","CLUC-27R-SD","CLUC-27R-SD",",CLUC-27R-DW,","Vertical Solid Door Refrigerator",6.5]
[2405145,"Traulsen (A division of ITW Food Equipment Group)","Traulsen","CLUC-36R-GD","CLUC-36R-GD",null,"Vertical Transparent Door Refrigerator",9.3000000000000007]
[2405146,"Traulsen (A division of ITW Food Equipment Group)","Traulsen","CLUC-36R-SD","CLUC-36R-SD",null,"Vertical Solid Door Refrigerator",9]
[2405147,"Traulsen (A division of ITW Food Equipment Group)","Traulsen","CLUC-48R-GD","CLUC-48R-GD",null,"Vertical Transparent Door Refrigerator",12.8]
[2405172,"Traulsen (A division of ITW Food Equipment Group)","Traulsen","CLUC-60R-GD","CLUC-60R-GD",null,"Vertical Transparent Door Refrigerator",16.399999999999999]
[2405144,"Traulsen (A division of ITW Food Equipment Group)","Traulsen","CLUC-72R-GD","CLUC-72R-GD",null,"Vertical Transparent Door Refrigerator",20.3]
[2405173,"Traulsen (A division of ITW Food Equipment Group)","Traulsen","CLUC-72R-SD","CLUC-72R-SD",",CLUC-72R-DW,","Vertical Solid Door Refrigerator",19.600000000000001]
[2403975,"True Manufacturing (True Food Service Equipment)","True Refrigeration","FLM-27~TSL01","FLM-27~TSL01",null,"Vertical Transparent Door Refrigerator",19.54]
[2403992,"True Manufacturing (True Food Service Equipment)","True Refrigeration","FLM-81~TSL01","FLM-81~TSL01",null,"Vertical Transparent Door Refrigerator",67.3]
[2403093,"True Manufacturing (True Food Service Equipment)","True Refrigeration","GDM-05-HC-LD","GDM-05-HC-LD",null,"Vertical Transparent Door Refrigerator",5.43]
[2400549,"Turbo Air Inc.","Turbo Air","EUR-36-N6-V","EUR-36-N6-V",null,"Vertical Solid Door Refrigerator",9.74]
[2400550,"Turbo Air Inc.","Turbo Air","EUR-48-N6-V","EUR-48-N6-V",null,"Vertical Solid Door Refrigerator",13.24]
[2400551,"Turbo Air Inc.","Turbo Air","EUR-60-N6-V","EUR-60-N6-V",null,"Vertical Solid Door Refrigerator",16.86]
[2408024,"Turbo Air Inc.","Turbo Air","JUR-36-N6","JUR-36-N6",null,"Vertical Solid Door Refrigerator",6.4]
[2421048,"Turbo Air Inc.","Turbo Air","JUR-44D-N","JUR-44D-N",null,"Vertical Solid Door Refrigerator",10.1]
[2408028,"Turbo Air Inc.","Turbo Air","JUR-48-N6","JUR-48-N6",null,"Vertical Solid Door Refrigerator",9.9]
[2408029,"Turbo Air Inc.","Turbo Air","JUR-48S-N6","JUR-48S-N6",null,"Vertical Solid Door Refrigerator",8.3000000000000007]
[2408030,"Turbo Air Inc.","Turbo Air","JUR-60S-N6","JUR-60S-N6",null,"Vertical Solid Door Refrigerator",12.4]
[2408075,"Turbo Air Inc.","Turbo Air","JUR-72-N6","JUR-72-N6",null,"Vertical Solid Door Refrigerator",17.2]
[2408097,"Turbo Air Inc.","Turbo Air","JUR-72S-N6","JUR-72S-N6",null,"Vertical Solid Door Refrigerator",15.2]
[2408102,"Turbo Air Inc.","Turbo Air","M3R19-1-N6","M3R19-1-N6",null,"Vertical Solid Door Refrigerator",18.399999999999999]
[2408103,"Turbo Air Inc.","Turbo Air","M3R24-1-N","M3R24-1-N",null,"Vertical Solid Door Refrigerator",22]
[2408464,"Turbo Air Inc.","Turbo Air","M3R24-2-N","M3R24-2-N",null,"Vertical Solid Door Refrigerator",21.5]
[2408465,"Turbo Air Inc.","Turbo Air","M3R47-2-N","M3R47-2-N",null,"Vertical Solid Door Refrigerator",42.8]
[2408466,"Turbo Air Inc.","Turbo Air","M3R47-4-N","M3R47-4-N",null,"Vertical Solid Door Refrigerator",42.1]
[2408467,"Turbo Air Inc.","Turbo Air","MUR-28L-N6","MUR-28L-N6",null,"Vertical Solid Door Refrigerator",6.2]
[2408468,"Turbo Air Inc.","Turbo Air","MUR-36L-N6","MUR-36L-N6",null,"Vertical Solid Door Refrigerator",8.4]
[2408469,"Turbo Air Inc.","Turbo Air","MUR-36-N6","MUR-36-N6",",TUR-36SD-N6,; ,TWR-36SD-N6,","Vertical Solid Door Refrigerator",9.6999999999999993]
[2400564,"Turbo Air Inc.","Turbo Air","TBB-24-48SBD-N6","TBB-24-48SBD-N6",null,"Vertical Solid Door Refrigerator",12.2]
[2400568,"Turbo Air Inc.","Turbo Air","TBB-24-48SSD-N6","TBB-24-48SSD-N6",null,"Vertical Solid Door Refrigerator",12.2]
[2403535,"True Manufacturing (True Food Service Equipment)","True Refrigeration","TDD-2CT-HC","TDD-2CT-HC",null,"Vertical Solid Door Refrigerator",19.510000000000002]
[2403536,"True Manufacturing (True Food Service Equipment)","True Refrigeration","TDD-2CT-S-HC","TDD-2CT-S-HC",null,"Vertical Solid Door Refrigerator",19.510000000000002]
[2403533,"True Manufacturing (True Food Service Equipment)","True Refrigeration","TDD-2-HC","TDD-2-HC",null,"Vertical Solid Door Refrigerator",19.510000000000002]
[2403534,"True Manufacturing (True Food Service Equipment)","True Refrigeration","TDD-2-S-HC","TDD-2-S-HC",null,"Vertical Solid Door Refrigerator",19.510000000000002]
[2403552,"True Manufacturing (True Food Service Equipment)","True Refrigeration","TDD-3-HC","TDD-3-HC",null,"Vertical Solid Door Refrigerator",23.54]
[2403553,"True Manufacturing (True Food Service Equipment)","True Refrigeration","TDD-3-S-HC","TDD-3-S-HC",null,"Vertical Solid Door Refrigerator",23.54]
[2403556,"True Manufacturing (True Food Service Equipment)","True Refrigeration","TG1R-1S-HC","TG1R-1S-HC",null,"Vertical Solid Door Refrigerator",27.33]
[2403557,"True Manufacturing (True Food Service Equipment)","True Refrigeration","TG2R-2S-HC","TG2R-2S-HC",null,"Vertical Solid Door Refrigerator",50.59]
[2403562,"True Manufacturing (True Food Service Equipment)","True Refrigeration","TMC-34-DS-HC","TMC-34-DS-HC",null,"Horizontal Solid Door Refrigerator",11.06]
[2403563,"True Manufacturing (True Food Service Equipment)","True Refrigeration","TMC-34-DS-S-HC","TMC-34-DS-S-HC",null,"Horizontal Solid Door Refrigerator",11.06]
[2403564,"True Manufacturing (True Food Service Equipment)","True Refrigeration","TMC-34-DS-SS-HC","TMC-34-DS-SS-HC",null,"Horizontal Solid Door Refrigerator",11.06]
[2403565,"True Manufacturing (True Food Service Equipment)","True Refrigeration","TMC-34-DS-S-SS-HC","TMC-34-DS-S-SS-HC",null,"Horizontal Solid Door Refrigerator",11.06]
[2403558,"True Manufacturing (True Food Service Equipment)","True Refrigeration","TMC-34-HC","TMC-34-HC",null,"Horizontal Solid Door Refrigerator",11.06]
[2403559,"True Manufacturing (True Food Service Equipment)","True Refrigeration","TMC-34-S-HC","TMC-34-S-HC",null,"Horizontal Solid Door Refrigerator",11.06]
[2403560,"True Manufacturing (True Food Service Equipment)","True Refrigeration","TMC-34-SS-HC","TMC-34-SS-HC",null,"Horizontal Solid Door Refrigerator",11.06]
[2403561,"True Manufacturing (True Food Service Equipment)","True Refrigeration","TMC-34-S-SS-HC","TMC-34-S-SS-HC",null,"Horizontal Solid Door Refrigerator",11.06]
[2403573,"True Manufacturing (True Food Service Equipment)","True Refrigeration","TMC-49-DS-HC","TMC-49-DS-HC",null,"Horizontal Solid Door Refrigerator",16.61]
[2403574,"True Manufacturing (True Food Service Equipment)","True Refrigeration","TMC-49-DS-S-HC","TMC-49-DS-S-HC",null,"Horizontal Solid Door Refrigerator",16.61]
[2403575,"True Manufacturing (True Food Service Equipment)","True Refrigeration","TMC-49-DS-SS-HC","TMC-49-DS-SS-HC",null,"Horizontal Solid Door Refrigerator",16.61]
[2403576,"True Manufacturing (True Food Service Equipment)","True Refrigeration","TMC-49-DS-S-SS-HC","TMC-49-DS-S-SS-HC",null,"Horizontal Solid Door Refrigerator",16.61]
[2403566,"True Manufacturing (True Food Service Equipment)","True Refrigeration","TMC-49-HC","TMC-49-HC",null,"Horizontal Solid Door Refrigerator",16.61]
[2403567,"True Manufacturing (True Food Service Equipment)","True Refrigeration","TMC-49-S-HC","TMC-49-S-HC",null,"Horizontal Solid Door Refrigerator",16.61]
[2403568,"True Manufacturing (True Food Service Equipment)","True Refrigeration","TMC-49-SS-HC","TMC-49-SS-HC",null,"Horizontal Solid Door Refrigerator",16.61]
[2403569,"True Manufacturing (True Food Service Equipment)","True Refrigeration","TMC-49-S-SS-HC","TMC-49-S-SS-HC",null,"Horizontal Solid Door Refrigerator",16.61]
[2403583,"True Manufacturing (True Food Service Equipment)","True Refrigeration","TMC-58-DS-HC","TMC-58-DS-HC",null,"Horizontal Solid Door Refrigerator",19.940000000000001]
[2403584,"True Manufacturing (True Food Service Equipment)","True Refrigeration","TMC-58-DS-S-HC","TMC-58-DS-S-HC",null,"Horizontal Solid Door Refrigerator",19.940000000000001]
[2403585,"True Manufacturing (True Food Service Equipment)","True Refrigeration","TMC-58-DS-SS-HC","TMC-58-DS-SS-HC",null,"Horizontal Solid Door Refrigerator",19.940000000000001]
[2403586,"True Manufacturing (True Food Service Equipment)","True Refrigeration","TMC-58-DS-S-SS-HC","TMC-58-DS-S-SS-HC",null,"Horizontal Solid Door Refrigerator",19.940000000000001]
[2403577,"True Manufacturing (True Food Service Equipment)","True Refrigeration","TMC-58-HC","TMC-58-HC",null,"Horizontal Solid Door Refrigerator",19.940000000000001]
[2403578,"True Manufacturing (True Food Service Equipment)","True Refrigeration","TMC-58-S-HC","TMC-58-S-HC",null,"Horizontal Solid Door Refrigerator",19.940000000000001]
[2403580,"True Manufacturing (True Food Service Equipment)","True Refrigeration","TMC-58-SS-HC","TMC-58-SS-HC",null,"Horizontal Solid Door Refrigerator",19.940000000000001]
[2403581,"True Manufacturing (True Food Service Equipment)","True Refrigeration","TMC-58-S-SS-HC","TMC-58-S-SS-HC",null,"Horizontal Solid Door Refrigerator",19.940000000000001]
[2648741,"True Manufacturing (True Food Service Equipment)","True Refrigeration","TRM2M******#*******#","TRM2M******#*******#",null,"Vertical Transparent Door Refrigerator",77.89]
[2649552,"True Manufacturing (True Food Service Equipment)","True Refrigeration","TRM3M******#********#","TRM3M******#********#",null,"Vertical Transparent Door Refrigerator",116.15]
[2649566,"True Manufacturing (True Food Service Equipment)","True Refrigeration","TRM4M******#*********#","TRM4M******#*********#",null,"Vertical Transparent Door Refrigerator",154.51]
[2403474,"True Manufacturing (True Food Service Equipment)","True Refrigeration","TS-23-2-HC","TS-23-2-HC",null,"Vertical Solid Door Refrigerator",20.13]
[2403315,"True Manufacturing (True Food Service Equipment)","True Refrigeration","TS-23G-2-HC~FGD01","TS-23G-2-HC~FGD01",null,"Vertical Transparent Door Refrigerator",19.62]
[2403422,"True Manufacturing (True Food Service Equipment)","True Refrigeration","TS-23G-HC~FGD01","TS-23G-HC~FGD01",null,"Vertical Transparent Door Refrigerator",19.86]
[2403424,"True Manufacturing (True Food Service Equipment)","True Refrigeration","TS-23-HC","TS-23-HC",null,"Vertical Solid Door Refrigerator",20.260000000000002]
[2403472,"True Manufacturing (True Food Service Equipment)","True Refrigeration","TS-23PT-HC","TS-23PT-HC",null,"Vertical Solid Door Refrigerator",21.14]
[2403330,"True Manufacturing (True Food Service Equipment)","True Refrigeration","TS-49-2-G-2-HC~FGD01","TS-49-2-G-2-HC~FGD01",null,"Vertical Transparent Door Refrigerator",43.25]
[2403326,"True Manufacturing (True Food Service Equipment)","True Refrigeration","TS-49G-4-HC~FGD01","TS-49G-4-HC~FGD01",null,"Vertical Transparent Door Refrigerator",43.25]
[2403328,"True Manufacturing (True Food Service Equipment)","True Refrigeration","TS-49G-HC~FGD01","TS-49G-HC~FGD01",null,"Vertical Transparent Door Refrigerator",43.25]
[2403476,"True Manufacturing (True Food Service Equipment)","True Refrigeration","TS-49-HC","TS-49-HC",null,"Vertical Solid Door Refrigerator",43.26]
[2403834,"True Manufacturing (True Food Service Equipment)","True Refrigeration","TUC-24G-HC~FGD01","TUC-24G-HC~FGD01",null,"Vertical Transparent Door Refrigerator",4.9000000000000004]
[2403594,"True Manufacturing (True Food Service Equipment)","True Refrigeration","TUC-24-HC","TUC-24-HC",null,"Vertical Solid Door Refrigerator",4.93]
[2403596,"True Manufacturing (True Food Service Equipment)","True Refrigeration","TUC-27-ADA-HC","TUC-27-ADA-HC",null,"Vertical Solid Door Refrigerator",7.07]
[2403597,"True Manufacturing (True Food Service Equipment)","True Refrigeration","TUC-27-ADA-HC~SPEC3","TUC-27-ADA-HC~SPEC3",null,"Vertical Solid Door Refrigerator",7.07]
[2403836,"True Manufacturing (True Food Service Equipment)","True Refrigeration","TUC-27G-ADA-HC~FGD01","TUC-27G-ADA-HC~FGD01",null,"Vertical Transparent Door Refrigerator",7.46]
[2403837,"True Manufacturing (True Food Service Equipment)","True Refrigeration","TUC-27G-ADA-HC~SPEC3","TUC-27G-ADA-HC~SPEC3",null,"Vertical Transparent Door Refrigerator",7.46]
[2403835,"True Manufacturing (True Food Service Equipment)","True Refrigeration","TUC-27G-HC~FGD01","TUC-27G-HC~FGD01",null,"Vertical Transparent Door Refrigerator",7.46]
[2403838,"True Manufacturing (True Food Service Equipment)","True Refrigeration","TUC-27G-HC~SPEC3","TUC-27G-HC~SPEC3",null,"Vertical Transparent Door Refrigerator",7.46]
[2403839,"True Manufacturing (True Food Service Equipment)","True Refrigeration","TUC-27G-LP-HC~FGD01","TUC-27G-LP-HC~FGD01",null,"Vertical Transparent Door Refrigerator",7.46]
[2403840,"True Manufacturing (True Food Service Equipment)","True Refrigeration","TUC-27G-LP-HC~SPEC3","TUC-27G-LP-HC~SPEC3",null,"Vertical Transparent Door Refrigerator",7.46]
[2403595,"True Manufacturing (True Food Service Equipment)","True Refrigeration","TUC-27-HC","TUC-27-HC",null,"Vertical Solid Door Refrigerator",7.07]
[2403598,"True Manufacturing (True Food Service Equipment)","True Refrigeration","TUC-27-HC~SPEC3","TUC-27-HC~SPEC3",null,"Vertical Solid Door Refrigerator",7.07]
[2403599,"True Manufacturing (True Food Service Equipment)","True Refrigeration","TUC-27-LP-HC","TUC-27-LP-HC",null,"Vertical Solid Door Refrigerator",7.07]
[2403600,"True Manufacturing (True Food Service Equipment)","True Refrigeration","TUC-27-LP-HC~SPEC3","TUC-27-LP-HC~SPEC3",null,"Vertical Solid Door Refrigerator",7.07]
[2403649,"True Manufacturing (True Food Service Equipment)","True Refrigeration","TUC-27-LP-K-HC","TUC-27-LP-K-HC",null,"Vertical Solid Door Refrigerator",6.74]
[2403657,"True Manufacturing (True Food Service Equipment)","True Refrigeration","TUC-48-ADA-HC","TUC-48-ADA-HC",null,"Vertical Solid Door Refrigerator",13.35]
[2403658,"True Manufacturing (True Food Service Equipment)","True Refrigeration","TUC-48-ADA-HC~SPEC3","TUC-48-ADA-HC~SPEC3",null,"Vertical Solid Door Refrigerator",13.35]
[2403842,"True Manufacturing (True Food Service Equipment)","True Refrigeration","TUC-48G-ADA-HC~FGD01","TUC-48G-ADA-HC~FGD01",null,"Vertical Transparent Door Refrigerator",13.78]
[2403843,"True Manufacturing (True Food Service Equipment)","True Refrigeration","TUC-48G-ADA-HC~SPEC3","TUC-48G-ADA-HC~SPEC3",null,"Vertical Transparent Door Refrigerator",13.78]
[2403841,"True Manufacturing (True Food Service Equipment)","True Refrigeration","TUC-48G-HC~FGD01","TUC-48G-HC~FGD01",null,"Vertical Transparent Door Refrigerator",13.78]
[2403844,"True Manufacturing (True Food Service Equipment)","True Refrigeration","TUC-48G-HC~SPEC3","TUC-48G-HC~SPEC3",null,"Vertical Transparent Door Refrigerator",13.78]
[2403845,"True Manufacturing (True Food Service Equipment)","True Refrigeration","TUC-48G-LP-HC~FGD01","TUC-48G-LP-HC~FGD01",null,"Vertical Transparent Door Refrigerator",13.78]
[2403846,"True Manufacturing (True Food Service Equipment)","True Refrigeration","TUC-48G-LP-HC~SPEC3","TUC-48G-LP-HC~SPEC3",null,"Vertical Transparent Door Refrigerator",13.78]
[2403664,"True Manufacturing (True Food Service Equipment)","True Refrigeration","TUC-48-HC","TUC-48-HC",null,"Vertical Solid Door Refrigerator",13.35]
[2403659,"True Manufacturing (True Food Service Equipment)","True Refrigeration","TUC-48-HC~SPEC3","TUC-48-HC~SPEC3",null,"Vertical Solid Door Refrigerator",13.35]
[2403660,"True Manufacturing (True Food Service Equipment)","True Refrigeration","TUC-48-LP-HC","TUC-48-LP-HC",null,"Vertical Solid Door Refrigerator",13.35]
[2403661,"True Manufacturing (True Food Service Equipment)","True Refrigeration","TUC-48-LP-HC~SPEC3","TUC-48-LP-HC~SPEC3",null,"Vertical Solid Door Refrigerator",13.35]
[2403666,"True Manufacturing (True Food Service Equipment)","True Refrigeration","TUC-48-LP-K-HC","TUC-48-LP-K-HC",null,"Vertical Solid Door Refrigerator",12.76]
[2403858,"True Manufacturing (True Food Service Equipment)","True Refrigeration","TUC-93-HC","TUC-93-HC",null,"Vertical Solid Door Refrigerator",30.29]
[2403859,"True Manufacturing (True Food Service Equipment)","True Refrigeration","TUC-93-HC~SPEC3","TUC-93-HC~SPEC3",null,"Vertical Solid Door Refrigerator",30.29]
[2403860,"True Manufacturing (True Food Service Equipment)","True Refrigeration","TUC-93-LP-HC","TUC-93-LP-HC",null,"Vertical Solid Door Refrigerator",30.29]
[2403861,"True Manufacturing (True Food Service Equipment)","True Refrigeration","TUC-93-LP-HC~SPEC3","TUC-93-LP-HC~SPEC3",null,"Vertical Solid Door Refrigerator",30.29]
[2403601,"True Manufacturing (True Food Service Equipment)","True Refrigeration","TWT-27-ADA-HC","TWT-27-ADA-HC",null,"Vertical Solid Door Refrigerator",7.07]
[2403602,"True Manufacturing (True Food Service Equipment)","True Refrigeration","TWT-27-ADA-HC~SPEC3","TWT-27-ADA-HC~SPEC3",null,"Vertical Solid Door Refrigerator",7.07]
[2403603,"True Manufacturing (True Food Service Equipment)","True Refrigeration","TWT-27-HC","TWT-27-HC",null,"Vertical Solid Door Refrigerator",7.07]
[2403604,"True Manufacturing (True Food Service Equipment)","True Refrigeration","TWT-27-HC~SPEC3","TWT-27-HC~SPEC3",null,"Vertical Solid Door Refrigerator",7.07]
[2403662,"True Manufacturing (True Food Service Equipment)","True Refrigeration","TWT-48-ADA-HC","TWT-48-ADA-HC",null,"Vertical Solid Door Refrigerator",13.35]
[2403663,"True Manufacturing (True Food Service Equipment)","True Refrigeration","TWT-48-ADA-HC~SPEC3","TWT-48-ADA-HC~SPEC3",null,"Vertical Solid Door Refrigerator",13.35]
[2403656,"True Manufacturing (True Food Service Equipment)","True Refrigeration","TWT-48-HC","TWT-48-HC",null,"Vertical Solid Door Refrigerator",13.35]
[2403665,"True Manufacturing (True Food Service Equipment)","True Refrigeration","TWT-48-HC~SPEC3","TWT-48-HC~SPEC3",null,"Vertical Solid Door Refrigerator",13.35]
[2403862,"True Manufacturing (True Food Service Equipment)","True Refrigeration","TWT-93-HC","TWT-93-HC",null,"Vertical Solid Door Refrigerator",30.29]
[2403863,"True Manufacturing (True Food Service Equipment)","True Refrigeration","TWT-93-HC~SPEC3","TWT-93-HC~SPEC3",null,"Vertical Solid Door Refrigerator",30.29]
[2400552,"Turbo Air Inc.","Turbo Air","ER19-1-N6-V","ER19-1-N6-V",null,"Vertical Solid Door Refrigerator",18.46]
[2400553,"Turbo Air Inc.","Turbo Air","ER24-1-N6-V","ER24-1-N6-V",null,"Vertical Solid Door Refrigerator",21.94]
[2400554,"Turbo Air Inc.","Turbo Air","ER47-2-N6-V","ER47-2-N6-V",null,"Vertical Solid Door Refrigerator",42.27]
[2400548,"Turbo Air Inc.","Turbo Air","EUR-28-N6-V","EUR-28-N6-V",null,"Vertical Solid Door Refrigerator",7.11]
[2494968,"Turbo Air Inc.","Turbo Air","TGM-10SD*-N6","TGM-10SD*-N6",null,"Vertical Transparent Door Refrigerator",8.1199999999999992]
[2400584,"Turbo Air Inc.","Turbo Air","TGM-12SD*-N6","TGM-12SD*-N6",null,"Vertical Transparent Door Refrigerator",10.19]
[2400588,"Turbo Air Inc.","Turbo Air","TGM-15SDH*-N6","TGM-15SDH*-N6",null,"Vertical Transparent Door Refrigerator",14.7]
[2400585,"Turbo Air Inc.","Turbo Air","TGM-15SD*-N6","TGM-15SD*-N6",null,"Vertical Transparent Door Refrigerator",14.43]
[2400529,"Turbo Air Inc.","Turbo Air","TGM-23SDH*-N6","TGM-23SDH*-N6",null,"Vertical Transparent Door Refrigerator",19.02]
[2400530,"Turbo Air Inc.","Turbo Air","TGM-23SDH*-N6-L","TGM-23SDH*-N6-L",null,"Vertical Transparent Door Refrigerator",19.02]
[2400533,"Turbo Air Inc.","Turbo Air","TGM-23SD*-N6","TGM-23SD*-N6",null,"Vertical Transparent Door Refrigerator",19.399999999999999]
[2400534,"Turbo Air Inc.","Turbo Air","TGM-23SD*-N6-L","TGM-23SD*-N6-L",null,"Vertical Transparent Door Refrigerator",19.399999999999999]
[2400589,"Turbo Air Inc.","Turbo Air","TGM-35SDH*-N","TGM-35SDH*-N",null,"Vertical Transparent Door Refrigerator",31.7]
[2400590,"Turbo Air Inc.","Turbo Air","TGM-47SDH*-N","TGM-47SDH*-N",null,"Vertical Transparent Door Refrigerator",44.22]
[2400586,"Turbo Air Inc.","Turbo Air","TGM-47SD*-N","TGM-47SD*-N",null,"Vertical Transparent Door Refrigerator",41.71]
[2400583,"Turbo Air Inc.","Turbo Air","TGM-50RS*-N","TGM-50RS*-N",null,"Vertical Transparent Door Refrigerator",45.97]
[2400602,"Turbo Air Inc.","Turbo Air","TGM-5.1R-N6","TGM-5.1R-N6",null,"Vertical Transparent Door Refrigerator",2.44]
[2470971,"Turbo Air Inc.","Turbo Air","TGM-5SD*-N6","TGM-5SD*-N6",null,"Vertical Transparent Door Refrigerator",4.45]
[2400591,"Turbo Air Inc.","Turbo Air","TGM-72SDH*-N","TGM-72SDH*-N",null,"Vertical Transparent Door Refrigerator",70.44]
[2400587,"Turbo Air Inc.","Turbo Air","TGM-72SD*-N","TGM-72SD*-N",null,"Vertical Transparent Door Refrigerator",67.98]
[2400582,"Turbo Air Inc.","Turbo Air","TGM-7SD*-N6","TGM-7SD*-N6",null,"Vertical Transparent Door Refrigerator",6.2]
[2400599,"Turbo Air Inc.","Turbo Air","TJMR-30SD**-N-$","TJMR-30SD**-N-$",null,"Vertical Transparent Door Refrigerator",32.04]
[2400600,"Turbo Air Inc.","Turbo Air","TJMR-55SD**-N-$","TJMR-55SD**-N-$",null,"Vertical Transparent Door Refrigerator",62.05]
[2400601,"Turbo Air Inc.","Turbo Air","TJMR-85SD**-N-$","TJMR-85SD**-N-$",null,"Vertical Transparent Door Refrigerator",97.08]
[2400537,"Turbo Air Inc.","Turbo Air","TMKC-34-2-*S-N6","TMKC-34-2-*S-N6",null,"Horizontal Solid Door Refrigerator",12.21]
[2400538,"Turbo Air Inc.","Turbo Air","TMKC-49-2-*S-N6","TMKC-49-2-*S-N6",null,"Horizontal Solid Door Refrigerator",18.3]
[2400539,"Turbo Air Inc.","Turbo Air","TMKC-58-2-*S-N6","TMKC-58-2-*S-N6",null,"Horizontal Solid Door Refrigerator",21.98]
[2400577,"Turbo Air Inc.","Turbo Air","TSR-23GSD-N6","TSR-23GSD-N6",null,"Vertical Transparent Door Refrigerator",20]
[2400531,"Turbo Air Inc.","Turbo Air","TSR-23SD-N6","TSR-23SD-N6",null,"Vertical Solid Door Refrigerator",19.3]
[2400532,"Turbo Air Inc.","Turbo Air","TSR-23SD-N6-L","TSR-23SD-N6-L",null,"Vertical Solid Door Refrigerator",19.3]
[2400578,"Turbo Air Inc.","Turbo Air","TSR-35GSD-N","TSR-35GSD-N",null,"Vertical Transparent Door Refrigerator",27.5]
[2400545,"Turbo Air Inc.","Turbo Air","TSR-35SD-N6","TSR-35SD-N6",null,"Vertical Solid Door Refrigerator",29.19]
[2400579,"Turbo Air Inc.","Turbo Air","TSR-49GSD-N","TSR-49GSD-N",null,"Vertical Transparent Door Refrigerator",44.14]
[2400546,"Turbo Air Inc.","Turbo Air","TSR-49SD-N6","TSR-49SD-N6",null,"Vertical Solid Door Refrigerator",42.69]
[2400580,"Turbo Air Inc.","Turbo Air","TSR-72GSD-N","TSR-72GSD-N",null,"Vertical Transparent Door Refrigerator",67.02]
[2400547,"Turbo Air Inc.","Turbo Air","TSR-72SD-N","TSR-72SD-N",null,"Vertical Solid Door Refrigerator",64.099999999999994]
[2406249,"U-Line Corporation","U-Line","UCRE515-SG32A","UCRE515-SG32A",null,"Vertical Transparent Door Refrigerator",2.9]
[2406250,"U-Line Corporation","U-Line","UCRE515-SG33A","UCRE515-SG33A",null,"Vertical Transparent Door Refrigerator",2.9]
[2406252,"U-Line Corporation","U-Line","UCRE515-SS33A","UCRE515-SS33A",null,"Vertical Solid Door Refrigerator",2.9]
[2406260,"U-Line Corporation","U-Line","UCRE518-SG33A","UCRE518-SG33A",null,"Vertical Transparent Door Refrigerator",3.7]
[2406258,"U-Line Corporation","U-Line","UCRE518-SS33A","UCRE518-SS33A",null,"Vertical Solid Door Refrigerator",3.7]
[2406266,"U-Line Corporation","U-Line","UCRE524-SG33A","UCRE524-SG33A",null,"Vertical Transparent Door Refrigerator",5.2]
[2406267,"U-Line Corporation","U-Line","UCRE524-SS32A","UCRE524-SS32A",null,"Vertical Solid Door Refrigerator",5.2]
[2406268,"U-Line Corporation","U-Line","UCRE524-SS33A","UCRE524-SS33A",null,"Vertical Solid Door Refrigerator",5.2]
[2635853,"U-Line Corporation","U-Line","UCRE552-SS61A","UCRE552-SS61A",null,"Vertical Solid Door Refrigerator",9.4700000000000006]
[2635857,"U-Line Corporation","U-Line","UCRE570-SS61A","UCRE570-SS61A",null,"Vertical Solid Door Refrigerator",14.85]
[2635854,"U-Line Corporation","U-Line","UCRE585-SG71A","UCRE585-SG71A",null,"Vertical Transparent Door Refrigerator",71.569999999999993]
[2635852,"U-Line Corporation","U-Line","UCRE588-SS61A","UCRE588-SS61A",null,"Vertical Solid Door Refrigerator",20.28]
[2406255,"U-Line Corporation","U-Line","UCWC515-SG32A","UCWC515-SG32A",null,"Vertical Transparent Door Refrigerator",2.9]
[2406256,"U-Line Corporation","U-Line","UCWC515-SG33A","UCWC515-SG33A",null,"Vertical Transparent Door Refrigerator",2.9]
[2406251,"U-Line Corporation","U-Line","UCWC515-SS32A","UCWC515-SS32A",null,"Vertical Solid Door Refrigerator",2.9]
[2406253,"U-Line Corporation","U-Line","UCWC515-SS33A","UCWC515-SS33A",null,"Vertical Solid Door Refrigerator",2.9]
[2406271,"U-Line Corporation","U-Line","UCWC518-SG32A","UCWC518-SG32A",null,"Vertical Transparent Door Refrigerator",3.7]
[2406257,"U-Line Corporation","U-Line","UCWC518-SS32A","UCWC518-SS32A",null,"Vertical Solid Door Refrigerator",3.7]
[2406261,"U-Line Corporation","U-Line","UCWC524-SG32A","UCWC524-SG32A",null,"Vertical Transparent Door Refrigerator",5.2]
[2406270,"U-Line Corporation","U-Line","UCWC524-SS32A","UCWC524-SS32A",null,"Vertical Solid Door Refrigerator",5.2]
[2407391,"U-Line Corporation","U-LINE CORP","UCRE527-SG41A","UCRE527-SG41A",null,"Vertical Transparent Door Refrigerator",19.420000000000002]
[2407331,"U-Line Corporation","U-LINE CORP","UCRE553-SS71A","UCRE553-SS71A",null,"Vertical Solid Door Refrigerator",42.32]
[2405771,"Yindu Kitchen Equipment Co., LTD","ATOSA","MBF8004GR","MBF8004GR",null,"Vertical Solid Door Refrigerator",21.36]
[2405774,"Yindu Kitchen Equipment Co., LTD","ATOSA","MBF8005GR","MBF8005GR",null,"Vertical Solid Door Refrigerator",42.18]
[2405777,"Yindu Kitchen Equipment Co., LTD","ATOSA","MBF8006GR","MBF8006GR",null,"Vertical Solid Door Refrigerator",65.14]
[2405033,"Yindu Kitchen Equipment Co., LTD","ATOSA","MBF8010GR","MBF8010GR",null,"Vertical Solid Door Refrigerator",21.24]
[2405037,"Yindu Kitchen Equipment Co., LTD","ATOSA","MBF8505GR","MBF8505GR",null,"Vertical Solid Door Refrigerator",19.170000000000002]
[2406394,"Yindu Kitchen Equipment Co., LTD","ATOSA","MBF8507GR","MBF8507GR",null,"Vertical Solid Door Refrigerator",43.8]
[2406390,"Yindu Kitchen Equipment Co., LTD","ATOSA","MBF8508GR","MBF8508GR",null,"Vertical Solid Door Refrigerator",68.28]
[2405041,"Yindu Kitchen Equipment Co., LTD","ATOSA","MCF8722GR","MCF8722GR",",MCF8705GR,; ,MCF8714GR,","Vertical Transparent Door Refrigerator",19.38]
[2405046,"Yindu Kitchen Equipment Co., LTD","ATOSA","MCF8723GR","MCF8723GR",",MCF8707GR,; ,MCF8716GR,","Vertical Transparent Door Refrigerator",43.8]
[3387994,"Yindu Kitchen Equipment Co., LTD","ATOSA","MGF24RGR","MGF24RGR",null,"Vertical Solid Door Refrigerator",4.2699999999999996]
[3387995,"Yindu Kitchen Equipment Co., LTD","ATOSA","MGF36RGR","MGF36RGR",",MGF36RWGR,","Vertical Solid Door Refrigerator",9.52]
[2405220,"Yindu Kitchen Equipment Co., LTD","ATOSA","MGF8401GR","MGF8401GR",",MGF8408GR,","Vertical Solid Door Refrigerator",7.13]
[2405215,"Yindu Kitchen Equipment Co., LTD","ATOSA","MGF8402GR","MGF8402GR",",MGF8409GR,","Vertical Solid Door Refrigerator",13.36]
[2405210,"Yindu Kitchen Equipment Co., LTD","ATOSA","MGF8403GR","MGF8403GR",",MGF8410GR,","Vertical Solid Door Refrigerator",17.27]
[2405201,"Yindu Kitchen Equipment Co., LTD","ATOSA","MGF8404GR","MGF8404GR",",MGF8411GR,","Vertical Solid Door Refrigerator",21.43]
[2400565,"Turbo Air Inc.","Turbo Air","TBB-24-60SBD-N6","TBB-24-60SBD-N6",null,"Vertical Solid Door Refrigerator",16.46]
[2400597,"Turbo Air Inc.","Turbo Air","TBB-24-60SGD-N","TBB-24-60SGD-N",null,"Vertical Transparent Door Refrigerator",16.46]
[2400596,"Turbo Air Inc.","Turbo Air","TBB-24-60SGSD-N","TBB-24-60SGSD-N",null,"Vertical Transparent Door Refrigerator",16.46]
[2400569,"Turbo Air Inc.","Turbo Air","TBB-24-60SSD-N6","TBB-24-60SSD-N6",null,"Vertical Solid Door Refrigerator",16.46]
[2400566,"Turbo Air Inc.","Turbo Air","TBB-24-72SBD-N6","TBB-24-72SBD-N6",null,"Vertical Solid Door Refrigerator",20.62]
[2400598,"Turbo Air Inc.","Turbo Air","TBB-24-72SGD-N","TBB-24-72SGD-N",null,"Vertical Transparent Door Refrigerator",20.62]
[2400555,"Turbo Air Inc.","Turbo Air","TBB-2SBD-N6","TBB-2SBD-N6",null,"Vertical Solid Door Refrigerator",19]
[2400593,"Turbo Air Inc.","Turbo Air","TBB-2SGD-N","TBB-2SGD-N",null,"Vertical Transparent Door Refrigerator",19]
[2400592,"Turbo Air Inc.","Turbo Air","TBB-2SGSD-N","TBB-2SGSD-N",null,"Vertical Transparent Door Refrigerator",19]
[2400567,"Turbo Air Inc.","Turbo Air","TBB-2SSD-N6","TBB-2SSD-N6",null,"Vertical Solid Door Refrigerator",19]
[2400556,"Turbo Air Inc.","Turbo Air","TBB-3SBD-N6","TBB-3SBD-N6",null,"Vertical Solid Door Refrigerator",23]
[2400594,"Turbo Air Inc.","Turbo Air","TBB-3SGD-N","TBB-3SGD-N",null,"Vertical Transparent Door Refrigerator",23]
[2400557,"Turbo Air Inc.","Turbo Air","TBB-4SBD-N","TBB-4SBD-N",null,"Vertical Solid Door Refrigerator",36.47]
[2400595,"Turbo Air Inc.","Turbo Air","TBB-4SGD-N","TBB-4SGD-N",null,"Vertical Transparent Door Refrigerator",36.47]
[2400558,"Turbo Air Inc.","Turbo Air","TBD-2S*D-N6","TBD-2S*D-N6",null,"Vertical Solid Door Refrigerator",17.12]
[2400559,"Turbo Air Inc.","Turbo Air","TBD-3S*D-N","TBD-3S*D-N",null,"Vertical Solid Door Refrigerator",21.19]
[2447105,"Turbo Air Inc.","Turbo Air","TBD-3S*D-N6","TBD-3S*D-N6",null,"Vertical Solid Door Refrigerator",21.19]
[2400560,"Turbo Air Inc.","Turbo Air","TBD-4S*D-N","TBD-4S*D-N",null,"Vertical Solid Door Refrigerator",29.64]
[2400561,"Turbo Air Inc.","Turbo Air","TCB-2S*D-N6","TCB-2S*D-N6",null,"Vertical Solid Door Refrigerator",20.9]
[2400562,"Turbo Air Inc.","Turbo Air","TCB-3S*D-N6","TCB-3S*D-N6",null,"Vertical Solid Door Refrigerator",25.4]
[2400563,"Turbo Air Inc.","Turbo Air","TCB-4S*D-N","TCB-4S*D-N",null,"Vertical Solid Door Refrigerator",36.47]

{"sheet":"Freezers","index":15,"n_rows":247,"n_cols":6,"rows_kept":247,"cut":false,"hidden":false,"merged":[[1,0,1,5]]}
[]
["   Freezers   v.2024"]
["ENERGY STAR® Unique ID","Brand Name","Model Name","Model Number","Additional Model Information","Incentive"]
[2407362,"Maxx Cold","MCF-23FDHC","MCF-23FDHC",null,150]
[2406775,"Maxx Cold","MCF-49FDHC","MCF-49FDHC",null,250]
[2406781,"Maxx Cold","MCF-72FDHC","MCF-72FDHC",null,350]
[2407368,"Maxx Cold","MCFT-23FDHC","MCFT-23FDHC",null,150]
[2406785,"Maxx Cold","MCFT-49FDHC","MCFT-49FDHC",null,250]
[2407371,"Maxx Cold","MCFT-72FDHC","MCFT-72FDHC",null,350]
[2404005,"Beverage-Air","Vista Series","FB19HC-1*S*********",null,150]
[2404007,"Beverage-Air","Vista Series","FB35HC-1*S*********",null,250]
[2404004,"Beverage-Air","Horizon Series","HBF19HC-1*S*********",null,150]
[2404006,"Beverage-Air","Horizon Series","HBF35HC-1*S*********",null,250]
[2403998,"Beverage-Air","Horizon Series Top Mount Freezer","HFS2HC***S********",null,250]
[2404129,"Beverage-Air","Horizon Series Top Mount Freezer","HFS3HC***S********",null,350]
[2404131,"Beverage-Air","Horizon Series Top Mount Freezer","HF1HC***S********",null,150]
[2404132,"Beverage-Air","Horizon Series Top Mount Freezer","HF1WHC***S********",null,250]
[2404002,"Beverage-Air","Horizon Series Top Mount Freezer","HF2HC***S********",null,250]
[2404126,"Beverage-Air","Horizon Series Top Mount Freezer","HF3HC***S********",null,350]
[2404108,"Beverage-Air","Horizon Series Top Mount Freezer","HFP1HC***S********",null,150]
[2404135,"Beverage-Air","Horizon Series Top Mount Freezer","HFP1WHC***S*******",null,250]
[2403999,"Beverage-Air","Horizon Series Top Mount Freezer","HFP2HC***S********",null,250]
[2404127,"Beverage-Air","Horizon Series Top Mount Freezer","HFP3HC***S********",null,350]
[2404130,"Beverage-Air","Horizon Series Top Mount Freezer","HFPS1HC***S********",null,150]
[2404133,"Beverage-Air","Horizon Series Top Mount Freezer","HFPS1WHC***S*******",null,250]
[2404000,"Beverage-Air","Horizon Series Top Mount Freezer","HFPS2HC***S********",null,250]
[2404124,"Beverage-Air","Horizon Series Top Mount Freezer","HFPS3HC***S********",null,350]
[2404105,"Beverage-Air","Horizon Series Top Mount Freezer","HFS1HC***S********",null,150]
[2404134,"Beverage-Air","Horizon Series Top Mount Freezer","HFS1WHC***S*******",null,250]
[2406387,"Padela","PDB-2F-HC","PDB-2F-HC",null,250]
[2405054,"Padela","PDGB-44F-ES","PDGB-44F-ES",",PDG-2F-ES,",250]
[2405819,"Padela","PDT-1F-HC","PDT-1F-HC",null,150]
[2405036,"Padela","PDT-2DF-HC","PDT-2DF-HC",null,150]
[2405770,"Padela","PDT-2F-HC","PDT-2F-HC",null,250]
[2403316,"Beverage-Air","MMF44HC-1-B-PETCO","MMF44HC-1-B-PETCO",null,250]
[2404332,"Beverage-Air","MMF44HC-1-S-PETCO","MMF44HC-1-S-PETCO",null,250]
[2405113,"Victory","Undercounter Freezer","VUF27HC*********",null,50]
[2404058,"Victory","Undercounter Freezer","VUF*48HC*********",null,50]
[2404066,"Victory","Undercounter Freezer","VUF60HC*********",null,50]
[2404036,"Victory","Worktop Freezer","VUF*67HC*********",null,150]
[2405114,"Victory","Worktop Freezer","VWF27HC*********",null,50]
[2404065,"Victory","Worktop Freezer","VWF*48HC*********",null,50]
[2404055,"Victory","Worktop Freezer","VWF60HC*********",null,50]
[2405127,"Beverage-Air","Undercounter Freezer","UCF20HC-25*********",null,50]
[2404086,"Beverage-Air","Undercounter Freezer","UCF24AHC*********",null,50]
[2404064,"Beverage-Air","Undercounter Freezer","UCF24AHC-25*********",null,50]
[2405106,"Beverage-Air","Undercounter Freezer","UCF24HC*********",null,50]
[2405112,"Beverage-Air","Undercounter Freezer","UCF27AHC*********",null,50]
[2405111,"Beverage-Air","Undercounter Freezer","UCF27HC*********",null,50]
[2405121,"Beverage-Air","Undercounter Freezer","UCF32AHC*********",null,50]
[2405130,"Beverage-Air","Undercounter Freezer","UCF32AHC-25*********",null,50]
[2404062,"Beverage-Air","Undercounter Freezer","UCF*36AHC*********",null,50]
[2404060,"Beverage-Air","Undercounter Freezer","UCF*48AHC*********",null,50]
[2404056,"Beverage-Air","Undercounter Freezer","UCF*60AHC*********",null,50]
[2404034,"Beverage-Air","Undercounter Freezer","UCF*67AHC*********",null,150]
[2405128,"Beverage-Air","Worktop Freezer","WTF20HC-25*********",null,50]
[2404085,"Beverage-Air","Worktop Freezer","WTF24AHC*********",null,50]
[2404063,"Beverage-Air","Worktop Freezer","WTF24AHC-25*********",null,50]
[2405105,"Beverage-Air","Worktop Freezer","WTF24HC*********",null,50]
[2405117,"Beverage-Air","Worktop Freezer","WTF27AHC*********",null,50]
[2405110,"Beverage-Air","Worktop Freezer","WTF27HC*********",null,50]
[2405120,"Beverage-Air","Worktop Freezer","WTF32AHC*********",null,50]
[2405129,"Beverage-Air","Worktop Freezer","WTF32AHC-25*********",null,50]
[2404061,"Beverage-Air","Worktop Freezer","WTF*36AHC*********",null,50]
[2404059,"Beverage-Air","Worktop Freezer","WTF*48AHC*********",null,50]
[2404057,"Beverage-Air","Worktop Freezer","WTF*60AHC*********",null,50]
[2404035,"Beverage-Air","Worktop Freezer","WTF*67AHC*********",null,150]
[2404037,"Vicotry","Undercounter Freezer","VWF*67HC*********",null,150]
[2404011,"Victory","Reach-In Freezer","FS**1D*S1*EW**G**HC***",null,150]
[2404008,"Victory","Reach-In Freezer","FS-1D-S1-EW-HC",null,150]
[2404009,"Victory","Reach-In Freezer","FS**1D*S1*EW****HC***",null,150]
[2404010,"Victory","Reach-In Freezer","FS-1D-S1-EW-HG-HC",null,150]
[2404137,"Victory","Reach-In Freezer","FS-2D*EW****HC",null,250]
[2404138,"Victory","Reach-In Freezer","FS-2D-S1-EW-HD-HC",null,250]
[2404114,"Victory","Reach-In Freezer","FS-2D*S1**G*HC",null,250]
[2404116,"Victory","Reach-In Freezer","FS-2D-S1-HG-HC",null,250]
[2404111,"Victory","Reach-In Freezer","FS-3D*EW****HC",null,350]
[2404109,"Victory","Reach-In Freezer","FS-3D-S1-EW-HD-HC",null,350]
[2404112,"Victory","Reach-In Freezer","FS**3D*S1****HC***",null,350]
[2404113,"Victory","Reach In-Freezer","FS-3D-S1-HD-HC",null,350]
[2404136,"Victory","Reach-In Freezer","FSA-2D*EW****HC",null,250]
[2404115,"Victory","Reach-In Freezer","FSA-2D*S1**G*HC",null,250]
[2404110,"Victory","Reach-In Freezer","FSA-3D*EW****HC",null,350]
[2404106,"Victory","Elite Reach-In Freezer","VEFSA-1D-HD-HC-*",null,150]
[2404107,"Victory","Elite Reach-In Freezer","VEFSA-1D-SD-HC-*",null,150]
[2404001,"Victory","Elite Reach In","VEFSA-2D-HD-HC",null,250]
[2403997,"Victory","Elite Reach In","VEFSA-2D-SD-HC",null,250]
[2404128,"Victory","Elite Reach-In Freezer","VEFSA-3D-HD-HC",null,350]
[2404125,"Victory","Elite Reach-In Freezer","VEFSA-3D-SD-HC",null,350]
[2407443,"Hoshizaki America, Inc.","CR-20-AC-AF-SA-HC-HO","CR-20-AC-AF-SA-HC-HO",null,150]
[2407429,"Hoshizaki America, Inc.","MTF-27","MTF-27",null,50]
[2402415,"Avantco Refrigeration","178Z1F2A","178Z1F2A",",178Z1F2AWMS,; ,178Z1FHC,; ,178Z1FWMS,",150]
[2402418,"Avantco Refrigeration","178Z2F4K","178Z2F4K",",178Z2F4KWMS,; ,178Z2FHC,; ,178Z2FWMS,",250]
[2405593,"Continental","1FEN","1FEN",",1FENSA,; ,1FENSS,",150]
[2405591,"Continental","1FENHD","1FENHD",",1FENSAHD,",150]
[2403091,"Continental","1FN","1FN",",1FNSA,; ,1FNSS,",150]
[2405449,"Continental","1FNHD","1FNHD",",1FNSAHD,; ,1FNSSHD,",150]
[2403089,"Continental","2FEN","2FEN",",2FENSA,; ,2FENSS,",250]
[2403057,"Continental","2FENHD","2FENHD",",2FENSAHD,; ,2FENSSHD,",250]
[2405657,"Continental","2FN","2FN",",2FNSA,; ,2FNSS,",250]
[2405658,"Continental","2FNHD","2FNHD",",2FNSAHD,; ,2FNSSHD,",250]
[2404596,"Kelvinator Commercial","KCCF140WH","KCCF140WH",null,50]
[2404671,"Kelvinator Commercial","KCCF170WH","KCCF170WH",null,150]
[2404673,"Kelvinator Commercial","KCCF210WH","KCCF210WH",null,150]
[2407432,"Hoshizaki America, Inc.","MTF-48","MTF-48",null,50]
[2402084,"Hoshizaki America, Inc.","UF60B","UF60B",",UF60B-01,; ,WF60B,; ,WF60B-01,",150]
[2405030,"MIGALI","C-1F-HC","C-1F-HC",",LL-1F-HC,",150]
[2405544,"Imbera","VFS12 HC","VFS12 HC",null,50]
[2404682,"Delfield","GBSFPT2P-S******","GBSFPT2P-S******",",GAFPT2P-S*******,; ,GBSFPT2P-S******,Product has different handles and aesthetic looks.",250]
[2405132,"Delfield","GBSFRI2P-S******","GBSFRI2P-S******",",GAFRI2P-S*******,; ,GBSFRI2P-S******,Product has different handles and aesthetic looks.",350]
[2405052,"MIGALI","C-2FBG-HCe","C-2FBG-HCe",",C-49FM-HCe,; ,C-49FMB-HCe,",250]
[2405769,"MIGALI","C-2F-HC","C-2F-HC",",LL-2F-HC,",250]
[2407366,"KOOL-IT","KBSF-1","KBSF-1",null,150]
[2406777,"KOOL-IT","KBSF-2","KBSF-2",null,250]
[2406779,"KOOL-IT","KBSF-3","KBSF-3",null,350]
[2407369,"KOOL-IT","KTSF-1","KTSF-1",null,150]
[2406783,"KOOL-IT","KTSF-2","KTSF-2",null,250]
[2407370,"KOOL-IT","KTSF-3","KTSF-3",null,350]
[2404302,"Novum","Panama Green 2D","1700F",null,350]
[2404303,"Novum","Panama Green 3D","2500F",null,350]
[2404241,"Delfield","403P-ES*********","403P-ES*********",",403P-ES-DHL*****,; ,407CAP-ES*******,; ,407CAP-ES-DHL***,; ,407P-ES*********,; ,407P-ES-DHL******,",50]
[2405134,"Delfield","GAFRI1P-S*******","GAFRI1P-S*******",null,250]
[2406011,"Delfield","GBF1P-S****************","GBF1P-S****************",",GAF1P-S****************,; ,GBSF1P-S****************,",150]
[2404380,"Delfield","GBF1P-SH********","GBF1P-SH********",",GAF1P-SH,; ,GBF1P-SH********,Unit with Stainless Steel Exterior and Aluminum Interior; ,GBF1P-SH-IK-TB2**,Painted Aluminum interior and stainless steel exterior with other aesthetic options; ,GBF1P-SH-TB2****,Unit with Stainless Steel Exterior and Aluminum Interior; ,GBSF1P-SH*******,Unit with Stainless Steel Exterior and Stainless Steel Interior",150]
[2404679,"Delfield","GBF2P-SH********","GBF2P-SH********",",GAF2P-SH********,; ,GBF2P-SH********,Unit with Stainless Steel Exterior and Aluminum Interior; ,GBSF2P-SH*******,Unit with Stainless Steel Exterior and Stainless Steel Interior",250]
[2404381,"Delfield","GBF3P-S*********","GBF3P-S*********",",GAF3P-S*********,; ,GBF3P-S*********,Unit with Stainless Steel Exterior and Aluminum Interior; ,GBSF3P-S********,Unit with Stainless Steel Exterior and Stainless Steel Interior",350]
[2404213,"Delfield","GBF3P-SH********","GBF3P-SH********",",GAF3P-SH********,; ,GBF3P-SH********,Unit with Stainless Steel Exterior and Aluminum Interior; ,GBSF3P-SH*******,Unit with Stainless Steel Exterior and Stainless Steel Interior",350]
[2403994,"True Refrigeration","FLM-54F~TSL01","FLM-54F~TSL01",null,250]
[2403996,"True Refrigeration","FLM-81F~TSL01","FLM-81F~TSL01",null,350]
[2403245,"True Refrigeration","GDM-07F-HC~TSL01","GDM-07F-HC~TSL01",null,50]
[2403246,"True Refrigeration","GDM-10F-HC-TSL01","GDM-10F-HC-TSL01",null,50]
[2403677,"True Refrigeration","GDM-12F-HC~TSL01","GDM-12F-HC~TSL01",null,50]
[2403606,"True Refrigeration","GDM-19T-F-HC~TSL01","GDM-19T-F-HC~TSL01",null,150]
[2403607,"True Refrigeration","GDM-23F-HC~TSL01","GDM-23F-HC~TSL01",null,150]
[2404208,"True Refrigeration","GDM-26F-HC~TSL01","GDM-26F-HC~TSL01",null,150]
[2403668,"True Refrigeration","GDM-35F-HC~TSL01","GDM-35F-HC~TSL01",null,150]
[2403670,"True Refrigeration","GDM-43F-HC~TSL01","GDM-43F-HC~TSL01",null,250]
[2403608,"True Refrigeration","GDM-49F-HC~TSL01","GDM-49F-HC~TSL01",null,250]
[2404212,"True Refrigeration","GDM-72F-HC~TSL01","GDM-72F-HC~TSL01",null,350]
[2403524,"True Refrigeration","T-12FG-HC~FGD01","T-12FG-HC~FGD01",null,50]
[2403477,"True Refrigeration","T-19F-HC","T-19F-HC",null,50]
[2403478,"True Refrigeration","T-19FZ-HC","T-19FZ-HC",null,50]
[2405140,"True Refrigeration","T-23FG-HC~FGD01","T-23FG-HC~FGD01",null,150]
[2403503,"True Refrigeration","T-23F-HC","T-23F-HC",null,150]
[2403505,"True Refrigeration","T-49F-HC","T-49F-HC",null,250]
[2400525,"Turbo Air","TGF-23SDH*-N","TGF-23SDH*-N",null,150]
[2400526,"Turbo Air","TGF-23SDH*-N-L","TGF-23SDH*-N-L",null,150]
[2400570,"Turbo Air","TGF-23SD*-N","TGF-23SD*-N",null,150]
[2400572,"Turbo Air","TGF-35SDH*-N","TGF-35SDH*-N",null,250]
[2400571,"Turbo Air","TGF-47SDH*-N","TGF-47SDH*-N",null,250]
[2400573,"Turbo Air","TGF-47SD*-N","TGF-47SD*-N",null,250]
[2400535,"Turbo Air","TGIM-23H*-N","TGIM-23H*-N",null,150]
[2400536,"Turbo Air","TGIM-23H*-N-L","TGIM-23H*-N-L",null,150]
[2400574,"Turbo Air","TGIM-23*-N","TGIM-23*-N",null,150]
[2403504,"True Refrigeration","TS-23F-HC","TS-23F-HC",null,150]
[2403506,"True Refrigeration","TS-49F-HC","TS-49F-HC",null,250]
[2403848,"True Refrigeration","TUC-27F-ADA-HC","TUC-27F-ADA-HC",null,50]
[2403849,"True Refrigeration","TUC-27F-ADA-HC~SPEC3","TUC-27F-ADA-HC~SPEC3",null,50]
[2403847,"True Refrigeration","TUC-27F-HC","TUC-27F-HC",null,50]
[2403850,"True Refrigeration","TUC-27F-HC~SPEC3","TUC-27F-HC~SPEC3",null,50]
[2403851,"True Refrigeration","TUC-27F-LP-HC","TUC-27F-LP-HC",null,50]
[2403852,"True Refrigeration","TUC-27F-LP-HC~SPEC3","TUC-27F-LP-HC~SPEC3",null,50]
[2403855,"True Refrigeration","TUC-44F-HC","TUC-44F-HC",null,50]
[2403856,"True Refrigeration","TUC-44F-HC~SPEC3","TUC-44F-HC~SPEC3",null,50]
[2403514,"True Refrigeration","TUC-48F-ADA-HC","TUC-48F-ADA-HC",null,50]
[2403515,"True Refrigeration","TUC-48F-ADA-HC~SPEC3","TUC-48F-ADA-HC~SPEC3",null,50]
[2403513,"True Refrigeration","TUC-48F-HC","TUC-48F-HC",null,50]
[2403516,"True Refrigeration","TUC-48F-HC~SPEC3","TUC-48F-HC~SPEC3",null,50]
[2403517,"True Refrigeration","TUC-48F-LP-HC","TUC-48F-LP-HC",null,50]
[2403518,"True Refrigeration","TUC-48F-LP-HC~SPEC3","TUC-48F-LP-HC~SPEC3",null,50]
[2403853,"True Refrigeration","TWT-27F-HC","TWT-27F-HC",null,50]
[2403854,"True Refrigeration","TWT-27F-HC~SPEC3","TWT-27F-HC~SPEC3",null,50]
[2403857,"True Refrigeration","TWT-44F-HC","TWT-44F-HC",null,50]
[2403519,"True Refrigeration","TWT-48F-HC","TWT-48F-HC",null,50]
[2403520,"True Refrigeration","TWT-48F-HC~SPEC3","TWT-48F-HC~SPEC3",null,50]
[2400543,"Turbo Air","EF19-1-N-V","EF19-1-N-V",null,150]
[2401124,"Turbo Air","EF24-1-N-V","EF24-1-N-V",null,150]
[2400544,"Turbo Air","EF47-2-N-V","EF47-2-N-V",null,250]
[2403775,"Turbo Air","TJMF-30SD**-N-$","TJMF-30SD**-N-$",null,250]
[2404599,"Turbo Air","TJMF-55SD**-N-$","TJMF-55SD**-N-$",null,350]
[2403776,"Turbo Air","TJMF-85SD**-N-$","TJMF-85SD**-N-$",null,350]
[2400576,"Turbo Air","TJMI-30SD**-N-$","TJMI-30SD**-N-$",null,250]
[2405355,"Turbo Air","TJMI-55SD**-N-$","TJMI-55SD**-N-$",null,350]
[2400575,"Turbo Air","TSF-23GSD-N","TSF-23GSD-N",null,150]
[2400527,"Turbo Air","TSF-23SD-N","TSF-23SD-N",null,150]
[2400528,"Turbo Air","TSF-23SD-N-L","TSF-23SD-N-L",null,150]
[2400542,"Turbo Air","TSF-35SDN-N","TSF-35SDN-N",null,150]
[2400540,"Turbo Air","TSF-49SD-N","TSF-49SD-N",null,250]
[2400541,"Turbo Air","TSF-72SD-N","TSF-72SD-N",null,350]
[2407327,"U-LINE CORP","UCFZ527-SS31A","UCFZ527-SS31A",null,150]
[2407776,"Delfield","6125XL-S","6125XL-S",",6125XL-S********,",150]
[2405029,"ATOSA","MBF8001GR","MBF8001GR",null,150]
[2405768,"ATOSA","MBF8002GR","MBF8002GR",null,250]
[2405035,"ATOSA","MBF8007GR","MBF8007GR",null,150]
[2406386,"ATOSA","MBF8503GR","MBF8503GR",null,250]
[2405051,"ATOSA","MCF8721ES","MCF8721ES",",MCF8703ES,; ,MCF8712ES,",250]
[2409724,"Beverage-Air","FB23HC-1G*********","FB23HC-1G*********",null,150]
[2409727,"Beverage-Air","FB23HC-1G-18******","FB23HC-1G-18******",null,150]
[2409726,"Beverage-Air","FB23HC-1G-18-PETCO","FB23HC-1G-18-PETCO",null,150]
[2409725,"Beverage-Air","FB23HC-1G-PETCO","FB23HC-1G-PETCO",null,150]
[2470883,"Desmon Spa","PBB14C-A","PBB14C-A",null,250]
[2470884,"Desmon Spa","PGB07C-A","PGB07C-A",null,150]
[2486181,"Desmon Spa","PGB07G-A","PGB07G-A",null,150]
[2470885,"Desmon Spa","PGB14C-A","PGB14C-A",null,250]
[2545632,"Desmon Spa","PGB14G-A","PGB14G-A",null,250]
[2545319,"Desmon Spa","PGB21C-A","PGB21C-A",null,350]
[2486182,"Desmon Spa","PGB21G-A","PGB21G-A",null,350]
[2466503,"Kelvinator","KCHGM48F","KCHGM48F",null,250]
[2466514,"Kelvinator","KCHRI27R1DFE","KCHRI27R1DFE",null,150]
[2466515,"Kelvinator","KCHRI27R2HDF","KCHRI27R2HDF",null,150]
[2466529,"Kelvinator","KCHRI54R2DFE","KCHRI54R2DFE",null,250]
[2407339,"Novum","Panama Slim 2D","1300F TD",null,250]
[2407338,"Novum","Panama Green 2D","1700F TD",null,350]
[2407337,"Novum","Panama Slim 3D","1900F TD",null,350]
[2407336,"Novum","Panama Green 3D","2500F TD",null,350]
[2494985,"Delfield","GAF1P-G","GAF1P-G",",G*F1P-G*********,; ,GAF1P-G*********,",150]
[2494986,"Delfield","GAF1P-GH","GAF1P-GH",",G*F1P-GH********,; ,GAF1P-GH********,",150]
[2495013,"Delfield","GAF2P-G","GAF2P-G",",G*F2P-G*********,; ,GAF2P-G*********,",250]
[2495014,"Delfield","GAF2P-GH","GAF2P-GH",",G*F2P-GH********,; ,GAF2P-GH********,",250]
[2609593,"Delfield","4527NP","4527NP",",4527NP**********,; ,ST4527NP********,",50]
[2609711,"Delfield","4532NP","4532NP",",4532NP**********,; ,ST4532NP********,",50]
[2545273,"Delfield","4548NP","4548NP",",4548NP**********,; ,ST4548NP********,",50]
[2609379,"Delfield","4560NP","4560NP",",ST4560NP********,",150]
[2408400,"Delfield","6125XL-SH","6125XL-SH",",6125XL-SH*******,",150]
[2452845,"Delfield","6151XL-S","6151XL-S",",6151XL-S********,",250]
[2452850,"Delfield","6151XL-SH","6151XL-SH",",6151XL-SH*******,",250]
[2447104,"Turbo Air","TGF-35SD*-N","TGF-35SD*-N",null,150]
[2404974,"U-Line","UCFZ585-SS71A","UCFZ585-SS71A",null,350]
[2408098,"Turbo Air","M3F19-1-N","M3F19-1-N",null,150]
[2408099,"Turbo Air","M3F24-1-N","M3F24-1-N",null,150]
[2408100,"Turbo Air","M3F24-2-N","M3F24-2-N",null,150]
[2408101,"Turbo Air","M3F47-2-N","M3F47-2-N",null,250]
[2853289,"Continental","D2FINSA","D2FINSA",",D2FIN,; ,D2FINSS,",350]
[3387850,"Imbera","LTF23 HC","LTF23 HC",null,150]
[3387849,"Imbera","LTF23 R2","LTF23 R2",null,150]
[3361108,"Delfield","4524NP","4524NP",",4524NP**********,; ,ST4524NP********,",50]
[2995724,"Delfield","4564NP**********","4564NP**********",",ST4564NP********,",150]
[3361109,"Delfield","4572NP","4572NP",",4572NP**********,; ,ST4572NP********,",150]
[2648743,"True Refrigeration","TRM2L******#*******#","TRM2L******#*******#",null,350]
[2648742,"True Refrigeration","TRM3L******#********#","TRM3L******#********#",null,350]
[2649558,"True Refrigeration","TRM4L******#*********#","TRM4L******#*********#",null,350]
[2633927,"Turbo Air","TGF-23F**-N","TGF-23F**-N",null,150]
[2633928,"Turbo Air","TGF-23F**-S-N","TGF-23F**-S-N",null,150]
[2635846,"U-Line","UCFZ453-SS71A","UCFZ453-SS71A",null,250]
[2635858,"U-Line","UCFZ553-SG71A","UCFZ553-SG71A",null,250]
[2635856,"U-Line","UCFZ585-SG71A","UCFZ585-SG71A",null,350]
[3387993,"ATOSA","MBF8501GR","MBF8501GR",null,150]

{"sheet":"Freezers_Q","index":16,"n_rows":249,"n_cols":8,"rows_kept":249,"cut":false,"hidden":true,"merged":[]}
["pd_id","energy_star_partner","brand_name","model_name","model_number","additional_model_information","product_type","total_volume_cu_ft"]
[2404000,"Beverage-Air Corp.","Beverage-Air","Horizon Series Top Mount Freezer","HFPS2HC***S********",null,"Vertical Solid Door Freezer",45.2]
[2404124,"Beverage-Air Corp.","Beverage-Air","Horizon Series Top Mount Freezer","HFPS3HC***S********",null,"Vertical Solid Door Freezer",69.099999999999994]
[2404105,"Beverage-Air Corp.","Beverage-Air","Horizon Series Top Mount Freezer","HFS1HC***S********",null,"Vertical Solid Door Freezer",21.02]
[2404134,"Beverage-Air Corp.","Beverage-Air","Horizon Series Top Mount Freezer","HFS1WHC***S*******",null,"Vertical Solid Door Freezer",30.37]
[2403998,"Beverage-Air Corp.","Beverage-Air","Horizon Series Top Mount Freezer","HFS2HC***S********",null,"Vertical Solid Door Freezer",45.2]
[2404129,"Beverage-Air Corp.","Beverage-Air","Horizon Series Top Mount Freezer","HFS3HC***S********",null,"Vertical Solid Door Freezer",69.099999999999994]
[2406387,"Allied Trading Inc.","Padela","PDB-2F-HC","PDB-2F-HC",null,"Vertical Solid Door Freezer",43.8]
[2405054,"Allied Trading Inc.","Padela","PDGB-44F-ES","PDGB-44F-ES",",PDG-2F-ES,","Vertical Transparent Door Freezer",43.8]
[2405819,"Allied Trading Inc.","Padela","PDT-1F-HC","PDT-1F-HC",null,"Vertical Solid Door Freezer",21.36]
[2405036,"Allied Trading Inc.","Padela","PDT-2DF-HC","PDT-2DF-HC",null,"Vertical Solid Door Freezer",21.24]
[2405770,"Allied Trading Inc.","Padela","PDT-2F-HC","PDT-2F-HC",null,"Vertical Solid Door Freezer",42.18]
[2407362,"Asbury Foodservice","Maxx Cold","MCF-23FDHC","MCF-23FDHC",null,"Vertical Solid Door Freezer",18.62]
[2406775,"Asbury Foodservice","Maxx Cold","MCF-49FDHC","MCF-49FDHC",null,"Vertical Solid Door Freezer",41.83]
[2406781,"Asbury Foodservice","Maxx Cold","MCF-72FDHC","MCF-72FDHC",null,"Vertical Solid Door Freezer",65.2]
[2407368,"Asbury Foodservice","Maxx Cold","MCFT-23FDHC","MCFT-23FDHC",null,"Vertical Solid Door Freezer",19.04]
[2406785,"Asbury Foodservice","Maxx Cold","MCFT-49FDHC","MCFT-49FDHC",null,"Vertical Solid Door Freezer",42.52]
[2407371,"Asbury Foodservice","Maxx Cold","MCFT-72FDHC","MCFT-72FDHC",null,"Vertical Solid Door Freezer",66.11]
[2404005,"Beverage-Air Corp.","Beverage-Air","Vista Series","FB19HC-1*S*********",null,"Vertical Solid Door Freezer",17.920000000000002]
[2409724,"Beverage-Air Corp.","Beverage-Air","FB23HC-1G*********","FB23HC-1G*********",null,"Vertical Transparent Door Freezer",23.23]
[2409727,"Beverage-Air Corp.","Beverage-Air","FB23HC-1G-18******","FB23HC-1G-18******",null,"Vertical Transparent Door Freezer",23.23]
[2409726,"Beverage-Air Corp.","Beverage-Air","FB23HC-1G-18-PETCO","FB23HC-1G-18-PETCO",null,"Vertical Transparent Door Freezer",23.23]
[2409725,"Beverage-Air Corp.","Beverage-Air","FB23HC-1G-PETCO","FB23HC-1G-PETCO",null,"Vertical Transparent Door Freezer",23.23]
[2404007,"Beverage-Air Corp.","Beverage-Air","Vista Series","FB35HC-1*S*********",null,"Vertical Solid Door Freezer",34.08]
[2404004,"Beverage-Air Corp.","Beverage-Air","Horizon Series","HBF19HC-1*S*********",null,"Vertical Solid Door Freezer",17.920000000000002]
[2404006,"Beverage-Air Corp.","Beverage-Air","Horizon Series","HBF35HC-1*S*********",null,"Vertical Solid Door Freezer",34.08]
[2404131,"Beverage-Air Corp.","Beverage-Air","Horizon Series Top Mount Freezer","HF1HC***S********",null,"Vertical Solid Door Freezer",21.02]
[2404132,"Beverage-Air Corp.","Beverage-Air","Horizon Series Top Mount Freezer","HF1WHC***S********",null,"Vertical Solid Door Freezer",30.37]
[2404002,"Beverage-Air Corp.","Beverage-Air","Horizon Series Top Mount Freezer","HF2HC***S********",null,"Vertical Solid Door Freezer",45.2]
[2404126,"Beverage-Air Corp.","Beverage-Air","Horizon Series Top Mount Freezer","HF3HC***S********",null,"Vertical Solid Door Freezer",69.099999999999994]
[2404108,"Beverage-Air Corp.","Beverage-Air","Horizon Series Top Mount Freezer","HFP1HC***S********",null,"Vertical Solid Door Freezer",21.02]
[2404135,"Beverage-Air Corp.","Beverage-Air","Horizon Series Top Mount Freezer","HFP1WHC***S*******",null,"Vertical Solid Door Freezer",30.37]
[2403999,"Beverage-Air Corp.","Beverage-Air","Horizon Series Top Mount Freezer","HFP2HC***S********",null,"Vertical Solid Door Freezer",45.2]
[2404127,"Beverage-Air Corp.","Beverage-Air","Horizon Series Top Mount Freezer","HFP3HC***S********",null,"Vertical Solid Door Freezer",69.099999999999994]
[2404130,"Beverage-Air Corp.","Beverage-Air","Horizon Series Top Mount Freezer","HFPS1HC***S********",null,"Vertical Solid Door Freezer",21.02]
[2404133,"Beverage-Air Corp.","Beverage-Air","Horizon Series Top Mount Freezer","HFPS1WHC***S*******",null,"Vertical Solid Door Freezer",30.37]
[2403316,"Beverage-Air Corp.","Beverage-Air","MMF44HC-1-B-PETCO","MMF44HC-1-B-PETCO",null,"Vertical Transparent Door Freezer",42]
[2404332,"Beverage-Air Corp.","Beverage-Air","MMF44HC-1-S-PETCO","MMF44HC-1-S-PETCO",null,"Vertical Transparent Door Freezer",42]
[2405113,"Beverage-Air Corp.","Victory","Undercounter Freezer","VUF27HC*********",null,"Vertical Solid Door Freezer",5.87]
[2404058,"Beverage-Air Corp.","Victory","Undercounter Freezer","VUF*48HC*********",null,"Vertical Solid Door Freezer",11.04]
[2404066,"Beverage-Air Corp.","Victory","Undercounter Freezer","VUF60HC*********",null,"Vertical Solid Door Freezer",14.24]
[2404036,"Beverage-Air Corp.","Victory","Worktop Freezer","VUF*67HC*********",null,"Vertical Solid Door Freezer",19.079999999999998]
[2405114,"Beverage-Air Corp.","Victory","Worktop Freezer","VWF27HC*********",null,"Vertical Solid Door Freezer",5.87]
[2404065,"Beverage-Air Corp.","Victory","Worktop Freezer","VWF*48HC*********",null,"Vertical Solid Door Freezer",11.04]
[2404055,"Beverage-Air Corp.","Victory","Worktop Freezer","VWF60HC*********",null,"Vertical Solid Door Freezer",14.24]
[2405127,"Beverage-Air Corp.","Beverage-Air","Undercounter Freezer","UCF20HC-25*********",null,"Vertical Transparent Door Freezer",2.27]
[2404086,"Beverage-Air Corp.","Beverage-Air","Undercounter Freezer","UCF24AHC*********",null,"Vertical Solid Door Freezer",5.14]
[2404064,"Beverage-Air Corp.","Beverage-Air","Undercounter Freezer","UCF24AHC-25*********",null,"Vertical Transparent Door Freezer",4.9000000000000004]
[2405106,"Beverage-Air Corp.","Beverage-Air","Undercounter Freezer","UCF24HC*********",null,"Vertical Solid Door Freezer",4.53]
[2405112,"Beverage-Air Corp.","Beverage-Air","Undercounter Freezer","UCF27AHC*********",null,"Vertical Solid Door Freezer",5.87]
[2405111,"Beverage-Air Corp.","Beverage-Air","Undercounter Freezer","UCF27HC*********",null,"Vertical Solid Door Freezer",5.24]
[2405121,"Beverage-Air Corp.","Beverage-Air","Undercounter Freezer","UCF32AHC*********",null,"Vertical Solid Door Freezer",7.22]
[2405130,"Beverage-Air Corp.","Beverage-Air","Undercounter Freezer","UCF32AHC-25*********",null,"Vertical Transparent Door Freezer",7.22]
[2404062,"Beverage-Air Corp.","Beverage-Air","Undercounter Freezer","UCF*36AHC*********",null,"Vertical Solid Door Freezer",8.69]
[2404060,"Beverage-Air Corp.","Beverage-Air","Undercounter Freezer","UCF*48AHC*********",null,"Vertical Solid Door Freezer",11.04]
[2404056,"Beverage-Air Corp.","Beverage-Air","Undercounter Freezer","UCF*60AHC*********",null,"Vertical Solid Door Freezer",14.24]
[2404034,"Beverage-Air Corp.","Beverage-Air","Undercounter Freezer","UCF*67AHC*********",null,"Vertical Solid Door Freezer",19.079999999999998]
[2405128,"Beverage-Air Corp.","Beverage-Air","Worktop Freezer","WTF20HC-25*********",null,"Vertical Transparent Door Freezer",2.27]
[2404085,"Beverage-Air Corp.","Beverage-Air","Worktop Freezer","WTF24AHC*********",null,"Vertical Solid Door Freezer",5.14]
[2404063,"Beverage-Air Corp.","Beverage-Air","Worktop Freezer","WTF24AHC-25*********",null,"Vertical Transparent Door Freezer",4.9000000000000004]
[2405105,"Beverage-Air Corp.","Beverage-Air","Worktop Freezer","WTF24HC*********",null,"Vertical Solid Door Freezer",4.53]
[2405117,"Beverage-Air Corp.","Beverage-Air","Worktop Freezer","WTF27AHC*********",null,"Vertical Solid Door Freezer",5.87]
[2405110,"Beverage-Air Corp.","Beverage-Air","Worktop Freezer","WTF27HC*********",null,"Vertical Solid Door Freezer",5.24]
[2405120,"Beverage-Air Corp.","Beverage-Air","Worktop Freezer","WTF32AHC*********",null,"Vertical Solid Door Freezer",7.22]
[2405129,"Beverage-Air Corp.","Beverage-Air","Worktop Freezer","WTF32AHC-25*********",null,"Vertical Transparent Door Freezer",7.22]
[2404061,"Beverage-Air Corp.","Beverage-Air","Worktop Freezer","WTF*36AHC*********",null,"Vertical Solid Door Freezer",8.69]
[2404059,"Beverage-Air Corp.","Beverage-Air","Worktop Freezer","WTF*48AHC*********",null,"Vertical Solid Door Freezer",11.04]
[2404057,"Beverage-Air Corp.","Beverage-Air","Worktop Freezer","WTF*60AHC*********",null,"Vertical Solid Door Freezer",14.24]
[2404035,"Beverage-Air Corp.","Beverage-Air","Worktop Freezer","WTF*67AHC*********",null,"Vertical Solid Door Freezer",19.079999999999998]
[2404037,"Beverage-Air Corp.","Vicotry","Undercounter Freezer","VWF*67HC*********",null,"Vertical Solid Door Freezer",19.079999999999998]
[2404011,"Beverage-Air Corp.","Victory","Reach-In Freezer","FS**1D*S1*EW**G**HC***",null,"Vertical Transparent Door Freezer",24.18]
[2404008,"Beverage-Air Corp.","Victory","Reach-In Freezer","FS-1D-S1-EW-HC",null,"Vertical Solid Door Freezer",23.64]
[2404009,"Beverage-Air Corp.","Victory","Reach-In Freezer","FS**1D*S1*EW****HC***",null,"Vertical Solid Door Freezer",23.64]
[2404010,"Beverage-Air Corp.","Victory","Reach-In Freezer","FS-1D-S1-EW-HG-HC",null,"Vertical Transparent Door Freezer",24.18]
[2404137,"Beverage-Air Corp.","Victory","Reach-In Freezer","FS-2D*EW****HC",null,"Vertical Solid Door Freezer",48.26]
[2404138,"Beverage-Air Corp.","Victory","Reach-In Freezer","FS-2D-S1-EW-HD-HC",null,"Vertical Solid Door Freezer",48.26]
[2404114,"Beverage-Air Corp.","Victory","Reach-In Freezer","FS-2D*S1**G*HC",null,"Vertical Transparent Door Freezer",44.6]
[2404116,"Beverage-Air Corp.","Victory","Reach-In Freezer","FS-2D-S1-HG-HC",null,"Vertical Transparent Door Freezer",44.6]
[2404111,"Beverage-Air Corp.","Victory","Reach-In Freezer","FS-3D*EW****HC",null,"Vertical Solid Door Freezer",73.17]
[2404109,"Beverage-Air Corp.","Victory","Reach-In Freezer","FS-3D-S1-EW-HD-HC",null,"Vertical Solid Door Freezer",73.17]
[2404112,"Beverage-Air Corp.","Victory","Reach-In Freezer","FS**3D*S1****HC***",null,"Vertical Solid Door Freezer",64.61]
[2404113,"Beverage-Air Corp.","Victory","Reach In-Freezer","FS-3D-S1-HD-HC",null,"Vertical Solid Door Freezer",64.61]
[2404136,"Beverage-Air Corp.","Victory","Reach-In Freezer","FSA-2D*EW****HC",null,"Vertical Solid Door Freezer",48.26]
[2404115,"Beverage-Air Corp.","Victory","Reach-In Freezer","FSA-2D*S1**G*HC",null,"Vertical Transparent Door Freezer",44.6]
[2404110,"Beverage-Air Corp.","Victory","Reach-In Freezer","FSA-3D*EW****HC",null,"Vertical Solid Door Freezer",73.17]
[2404106,"Beverage-Air Corp.","Victory","Elite Reach-In Freezer","VEFSA-1D-HD-HC-*",null,"Vertical Solid Door Freezer",21.02]
[2404107,"Beverage-Air Corp.","Victory","Elite Reach-In Freezer","VEFSA-1D-SD-HC-*",null,"Vertical Solid Door Freezer",21.02]
[2404001,"Beverage-Air Corp.","Victory","Elite Reach In","VEFSA-2D-HD-HC",null,"Vertical Solid Door Freezer",45.2]
[2403997,"Beverage-Air Corp.","Victory","Elite Reach In","VEFSA-2D-SD-HC",null,"Vertical Solid Door Freezer",45.2]
[2404128,"Beverage-Air Corp.","Victory","Elite Reach-In Freezer","VEFSA-3D-HD-HC",null,"Vertical Solid Door Freezer",69.099999999999994]
[2404125,"Beverage-Air Corp.","Victory","Elite Reach-In Freezer","VEFSA-3D-SD-HC",null,"Vertical Solid Door Freezer",69.099999999999994]
[2404596,"Electrolux Professional","Kelvinator Commercial","KCCF140WH","KCCF140WH",null,"Horizontal Solid Door Freezer",14.2]
[2404671,"Electrolux Professional","Kelvinator Commercial","KCCF170WH","KCCF170WH",null,"Horizontal Solid Door Freezer",17.3]
[2404673,"Electrolux Professional","Kelvinator Commercial","KCCF210WH","KCCF210WH",null,"Horizontal Solid Door Freezer",20.9]
[2402415,"Clark Associates","Avantco Refrigeration","178Z1F2A","178Z1F2A",",178Z1F2AWMS,; ,178Z1FHC,; ,178Z1FWMS,","Vertical Solid Door Freezer",21.26]
[2402418,"Clark Associates","Avantco Refrigeration","178Z2F4K","178Z2F4K",",178Z2F4KWMS,; ,178Z2FHC,; ,178Z2FWMS,","Vertical Solid Door Freezer",42.59]
[2405593,"Continental Refrigerator","Continental","1FEN","1FEN",",1FENSA,; ,1FENSS,","Vertical Solid Door Freezer",21.38]
[2405591,"Continental Refrigerator","Continental","1FENHD","1FENHD",",1FENSAHD,","Vertical Solid Door Freezer",21.11]
[2403091,"Continental Refrigerator","Continental","1FN","1FN",",1FNSA,; ,1FNSS,","Vertical Solid Door Freezer",18.97]
[2405449,"Continental Refrigerator","Continental","1FNHD","1FNHD",",1FNSAHD,; ,1FNSSHD,","Vertical Solid Door Freezer",18.899999999999999]
[2403089,"Continental Refrigerator","Continental","2FEN","2FEN",",2FENSA,; ,2FENSS,","Vertical Solid Door Freezer",48.64]
[2403057,"Continental Refrigerator","Continental","2FENHD","2FENHD",",2FENSAHD,; ,2FENSSHD,","Vertical Solid Door Freezer",48.33]
[2405657,"Continental Refrigerator","Continental","2FN","2FN",",2FNSA,; ,2FNSS,","Vertical Solid Door Freezer",43.45]
[2405658,"Continental Refrigerator","Continental","2FNHD","2FNHD",",2FNSAHD,; ,2FNSSHD,","Vertical Solid Door Freezer",43.03]
[2853289,"Continental Refrigerator","Continental","D2FINSA","D2FINSA",",D2FIN,; ,D2FINSS,","Vertical Solid Door Freezer",64.22]
[2839465,"Continental Refrigerator","Continental","D48GFN","D48GFN",null,"Chef Base Freezer",7.91]
[2839468,"Continental Refrigerator","Continental","D60GFN","D60GFN",null,"Chef Base Freezer",11.12]
[2839471,"Continental Refrigerator","Continental","D72GFN","D72GFN",null,"Chef Base Freezer",14.3]
[2839476,"Continental Refrigerator","Continental","D84GFN","D84GFN",null,"Chef Base Freezer",17.43]
[2470883,"Desmon Spa","Desmon Spa","PBB14C-A","PBB14C-A",null,"Vertical Solid Door Freezer",45.79]
[2470884,"Desmon Spa","Desmon Spa","PGB07C-A","PGB07C-A",null,"Vertical Solid Door Freezer",19.420000000000002]
[2486181,"Desmon Spa","Desmon Spa","PGB07G-A","PGB07G-A",null,"Vertical Transparent Door Freezer",19.420000000000002]
[2470885,"Desmon Spa","Desmon Spa","PGB14C-A","PGB14C-A",null,"Vertical Solid Door Freezer",42.32]
[2545632,"Desmon Spa","Desmon Spa","PGB14G-A","PGB14G-A",null,"Vertical Transparent Door Freezer",42.36]
[2545319,"Desmon Spa","Desmon Spa","PGB21C-A","PGB21C-A",null,"Vertical Solid Door Freezer",71.569999999999993]
[2486182,"Desmon Spa","Desmon Spa","PGB21G-A","PGB21G-A",null,"Vertical Transparent Door Freezer",71.569999999999993]
[2466503,"Electrolux Professional","Kelvinator","KCHGM48F","KCHGM48F",null,"Vertical Transparent Door Freezer",43.8]
[2466514,"Electrolux Professional","Kelvinator","KCHRI27R1DFE","KCHRI27R1DFE",null,"Vertical Solid Door Freezer",17.8]
[2466515,"Electrolux Professional","Kelvinator","KCHRI27R2HDF","KCHRI27R2HDF",null,"Vertical Solid Door Freezer",17.8]
[2466529,"Electrolux Professional","Kelvinator","KCHRI54R2DFE","KCHRI54R2DFE",null,"Vertical Solid Door Freezer",42]
[2407366,"MVP Group Corp.","KOOL-IT","KBSF-1","KBSF-1",null,"Vertical Solid Door Freezer",18.62]
[2406777,"MVP Group Corp.","KOOL-IT","KBSF-2","KBSF-2",null,"Vertical Solid Door Freezer",41.83]
[2406779,"MVP Group Corp.","KOOL-IT","KBSF-3","KBSF-3",null,"Vertical Solid Door Freezer",65.2]
[2407369,"MVP Group Corp.","KOOL-IT","KTSF-1","KTSF-1",null,"Vertical Solid Door Freezer",19.04]
[2406783,"MVP Group Corp.","KOOL-IT","KTSF-2","KTSF-2",null,"Vertical Solid Door Freezer",42.52]
[2407370,"MVP Group Corp.","KOOL-IT","KTSF-3","KTSF-3",null,"Vertical Solid Door Freezer",66.11]
[2407339,"Novum USA, Inc","Novum","Panama Slim 2D","1300F TD",null,"Vertical Transparent Door Freezer",48.5]
[2404302,"Novum USA, Inc","Novum","Panama Green 2D","1700F",null,"Vertical Transparent Door Freezer",61.7]
[2407338,"Novum USA, Inc","Novum","Panama Green 2D","1700F TD",null,"Vertical Transparent Door Freezer",61.7]
[2407337,"Novum USA, Inc","Novum","Panama Slim 3D","1900F TD",null,"Vertical Transparent Door Freezer",75.2]
[2404303,"Novum USA, Inc","Novum","Panama Green 3D","2500F",null,"Vertical Transparent Door Freezer",95.7]
[2407336,"Novum USA, Inc","Novum","Panama Green 3D","2500F TD",null,"Vertical Transparent Door Freezer",95.7]
[2407443,"Hoshizaki America, Inc.","Hoshizaki America, Inc.","EF1A-FS","EF1A-FS",null,"Vertical Solid Door Freezer",17.739999999999998]
[2407429,"Hoshizaki America, Inc.","Hoshizaki America, Inc.","EUF27A","EUF27A",null,"Vertical Solid Door Freezer",6.33]
[2407432,"Hoshizaki America, Inc.","Hoshizaki America, Inc.","MTF-48","MTF-48",null,"Vertical Solid Door Freezer",12.09]
[2402084,"Hoshizaki America, Inc.","Hoshizaki America, Inc.","UF60B","UF60B",",UF60B-01,; ,WF60B,; ,WF60B-01,","Vertical Solid Door Freezer",15.11]
[3387850,"Imbera S.A. de C.V.","Imbera","LTF23 HC","LTF23 HC",null,"Vertical Transparent Door Freezer",22.43]
[3387849,"Imbera S.A. de C.V.","Imbera","LTF23 R2","LTF23 R2",null,"Vertical Transparent Door Freezer",22.43]
[2405544,"Imbera S.A. de C.V.","Imbera","VFS12 HC","VFS12 HC",null,"Vertical Transparent Door Freezer",9.8000000000000007]
[2405030,"Migali Industries Inc.","MIGALI","C-1F-HC","C-1F-HC",",LL-1F-HC,","Vertical Solid Door Freezer",21.36]
[2405052,"Migali Industries Inc.","MIGALI","C-2FBG-HCe","C-2FBG-HCe",",C-49FM-HCe,; ,C-49FMB-HCe,","Vertical Transparent Door Freezer",43.8]
[2405769,"Migali Industries Inc.","MIGALI","C-2F-HC","C-2F-HC",",LL-2F-HC,","Vertical Solid Door Freezer",42.18]
[2404241,"The Delfield Company (A division of Welbilt)","Delfield","407P-ES","407P-ES",",403P-ES*********,; ,407P-ES*********,","Vertical Solid Door Freezer",5.7]
[3361108,"The Delfield Company (A division of Welbilt)","Delfield","4524NP","4524NP",",4524NP**********,; ,ST4524NP********,","Vertical Solid Door Freezer",6.14]
[2609593,"The Delfield Company (A division of Welbilt)","Delfield","4527NP","4527NP",",4527NP**********,; ,ST4527NP********,","Vertical Solid Door Freezer",7.14]
[2609711,"The Delfield Company (A division of Welbilt)","Delfield","4532NP","4532NP",",4532NP**********,; ,ST4532NP********,","Vertical Solid Door Freezer",8.08]
[2545273,"The Delfield Company (A division of Welbilt)","Delfield","4548NP","4548NP",",4548NP**********,; ,ST4548NP********,","Vertical Solid Door Freezer",14.02]
[2609379,"The Delfield Company (A division of Welbilt)","Delfield","4560NP","4560NP",",ST4560NP********,","Vertical Solid Door Freezer",17.63]
[2995724,"The Delfield Company (A division of Welbilt)","Delfield","4564NP**********","4564NP**********",",ST4564NP********,","Vertical Solid Door Freezer",18.73]
[3361109,"The Delfield Company (A division of Welbilt)","Delfield","4572NP","4572NP",",4572NP**********,; ,ST4572NP********,","Vertical Solid Door Freezer",21.29]
[2407776,"The Delfield Company (A division of Welbilt)","Delfield","6125XL-S","6125XL-S",",6125XL-S********,","Vertical Solid Door Freezer",18.899999999999999]
[2408400,"The Delfield Company (A division of Welbilt)","Delfield","6125XL-SH","6125XL-SH",",6125XL-SH*******,","Vertical Solid Door Freezer",18.8]
[2452845,"The Delfield Company (A division of Welbilt)","Delfield","6151XL-S","6151XL-S",",6151XL-S********,","Vertical Solid Door Freezer",41.45]
[2452850,"The Delfield Company (A division of Welbilt)","Delfield","6151XL-SH","6151XL-SH",",6151XL-SH*******,","Vertical Solid Door Freezer",41.37]
[2494985,"The Delfield Company (A division of Welbilt)","Delfield","GAF1P-G","GAF1P-G",",G*F1P-G*********,; ,GAF1P-G*********,","Vertical Transparent Door Freezer",21.59]
[2494986,"The Delfield Company (A division of Welbilt)","Delfield","GAF1P-GH","GAF1P-GH",",G*F1P-GH********,; ,GAF1P-GH********,","Vertical Transparent Door Freezer",21.43]
[2406011,"The Delfield Company (A division of Welbilt)","Delfield","GAF1P-S","GAF1P-S",",G*F1P-S*********,; ,GAF1P-S*********,","Vertical Solid Door Freezer",21.59]
[2404380,"The Delfield Company (A division of Welbilt)","Delfield","GAF1P-SH","GAF1P-SH",",G*F1P-SH********,; ,GAF1P-SH********,","Vertical Solid Door Freezer",21.46]
[2495013,"The Delfield Company (A division of Welbilt)","Delfield","GAF2P-G","GAF2P-G",",G*F2P-G*********,; ,GAF2P-G*********,","Vertical Transparent Door Freezer",46.82]
[2495014,"The Delfield Company (A division of Welbilt)","Delfield","GAF2P-GH","GAF2P-GH",",G*F2P-GH********,; ,GAF2P-GH********,","Vertical Transparent Door Freezer",46.5]
[2404679,"The Delfield Company (A division of Welbilt)","Delfield","GAF2P-SH","GAF2P-SH",",G*F2P-SH********,; ,GAF2P-SH********,","Vertical Solid Door Freezer",45.58]
[2404381,"The Delfield Company (A division of Welbilt)","Delfield","GAF3P-S","GAF3P-S",",G*F3P-S*********,; ,GAF3P-S*********,","Vertical Solid Door Freezer",71.22]
[2404213,"The Delfield Company (A division of Welbilt)","Delfield","GAF3P-SH","GAF3P-SH",",G*F3P-SH********,; ,GAF3P-SH********,","Vertical Solid Door Freezer",70.81]
[2404682,"The Delfield Company (A division of Welbilt)","Delfield","GAFPT2P-S","GAFPT2P-S",",G*FPT2P-S*******,; ,GAFPT2P-S*******,","Vertical Solid Door Freezer",49.93]
[2405134,"The Delfield Company (A division of Welbilt)","Delfield","GAFRI1P-S","GAFRI1P-S",",G*FRI1P-S*******,; ,GAFRI1P-S*******,","Vertical Solid Door Freezer",37.14]
[2405132,"The Delfield Company (A division of Welbilt)","Delfield","GAFRI2P-S","GAFRI2P-S",",G*FRI2P-S*******,; ,GAFRI2P-S*******,","Vertical Solid Door Freezer",76.34]
[2403245,"True Manufacturing (True Food Service Equipment)","True Refrigeration","GDM-07F-HC~TSL01","GDM-07F-HC~TSL01",null,"Vertical Transparent Door Freezer",6.52]
[2403246,"True Manufacturing (True Food Service Equipment)","True Refrigeration","GDM-10F-HC-TSL01","GDM-10F-HC-TSL01",null,"Vertical Transparent Door Freezer",8.48]
[2403677,"True Manufacturing (True Food Service Equipment)","True Refrigeration","GDM-12F-HC~TSL01","GDM-12F-HC~TSL01",null,"Vertical Transparent Door Freezer",10.5]
[2403606,"True Manufacturing (True Food Service Equipment)","True Refrigeration","GDM-19T-F-HC~TSL01","GDM-19T-F-HC~TSL01",null,"Vertical Transparent Door Freezer",15.34]
[2403607,"True Manufacturing (True Food Service Equipment)","True Refrigeration","GDM-23F-HC~TSL01","GDM-23F-HC~TSL01",null,"Vertical Transparent Door Freezer",19.11]
[2404208,"True Manufacturing (True Food Service Equipment)","True Refrigeration","GDM-26F-HC~TSL01","GDM-26F-HC~TSL01",null,"Vertical Transparent Door Freezer",21.83]
[2403668,"True Manufacturing (True Food Service Equipment)","True Refrigeration","GDM-35F-HC~TSL01","GDM-35F-HC~TSL01",null,"Vertical Transparent Door Freezer",29.3]
[2403670,"True Manufacturing (True Food Service Equipment)","True Refrigeration","GDM-43F-HC~TSL01","GDM-43F-HC~TSL01",null,"Vertical Transparent Door Freezer",35.79]
[2403608,"True Manufacturing (True Food Service Equipment)","True Refrigeration","GDM-49F-HC~TSL01","GDM-49F-HC~TSL01",null,"Vertical Transparent Door Freezer",41.71]
[2404212,"True Manufacturing (True Food Service Equipment)","True Refrigeration","GDM-72F-HC~TSL01","GDM-72F-HC~TSL01",null,"Vertical Transparent Door Freezer",61.93]
[2403524,"True Manufacturing (True Food Service Equipment)","True Refrigeration","T-12FG-HC~FGD01","T-12FG-HC~FGD01",null,"Vertical Transparent Door Freezer",10.43]
[2403477,"True Manufacturing (True Food Service Equipment)","True Refrigeration","T-19F-HC","T-19F-HC",null,"Vertical Solid Door Freezer",14.79]
[2403478,"True Manufacturing (True Food Service Equipment)","True Refrigeration","T-19FZ-HC","T-19FZ-HC",null,"Vertical Solid Door Freezer",14.79]
[2405140,"True Manufacturing (True Food Service Equipment)","True Refrigeration","T-23FG-HC~FGD01","T-23FG-HC~FGD01",null,"Vertical Transparent Door Freezer",18.399999999999999]
[2403503,"True Manufacturing (True Food Service Equipment)","True Refrigeration","T-23F-HC","T-23F-HC",null,"Vertical Solid Door Freezer",18.54]
[2403505,"True Manufacturing (True Food Service Equipment)","True Refrigeration","T-49F-HC","T-49F-HC",null,"Vertical Solid Door Freezer",41.47]
[2403994,"True Manufacturing (True Food Service Equipment)","True Refrigeration","FLM-54F~TSL01","FLM-54F~TSL01",null,"Vertical Transparent Door Freezer",43.62]
[2403996,"True Manufacturing (True Food Service Equipment)","True Refrigeration","FLM-81F~TSL01","FLM-81F~TSL01",null,"Vertical Transparent Door Freezer",67.3]
[2408098,"Turbo Air Inc.","Turbo Air","M3F19-1-N","M3F19-1-N",null,"Vertical Solid Door Freezer",18.399999999999999]
[2408099,"Turbo Air Inc.","Turbo Air","M3F24-1-N","M3F24-1-N",null,"Vertical Solid Door Freezer",22]
[2408100,"Turbo Air Inc.","Turbo Air","M3F24-2-N","M3F24-2-N",null,"Vertical Solid Door Freezer",21.5]
[2408101,"Turbo Air Inc.","Turbo Air","M3F47-2-N","M3F47-2-N",null,"Vertical Solid Door Freezer",42.8]
[2648743,"True Manufacturing (True Food Service Equipment)","True Refrigeration","TRM2L******#*******#","TRM2L******#*******#",null,"Vertical Transparent Door Freezer",77.89]
[2648742,"True Manufacturing (True Food Service Equipment)","True Refrigeration","TRM3L******#********#","TRM3L******#********#",null,"Vertical Transparent Door Freezer",116.15]
[2649558,"True Manufacturing (True Food Service Equipment)","True Refrigeration","TRM4L******#*********#","TRM4L******#*********#",null,"Vertical Transparent Door Freezer",154.41]
[2403504,"True Manufacturing (True Food Service Equipment)","True Refrigeration","TS-23F-HC","TS-23F-HC",null,"Vertical Solid Door Freezer",18.54]
[2403506,"True Manufacturing (True Food Service Equipment)","True Refrigeration","TS-49F-HC","TS-49F-HC",null,"Vertical Solid Door Freezer",41.47]
[2403848,"True Manufacturing (True Food Service Equipment)","True Refrigeration","TUC-27F-ADA-HC","TUC-27F-ADA-HC",null,"Vertical Solid Door Freezer",7.07]
[2403849,"True Manufacturing (True Food Service Equipment)","True Refrigeration","TUC-27F-ADA-HC~SPEC3","TUC-27F-ADA-HC~SPEC3",null,"Vertical Solid Door Freezer",7.07]
[2403847,"True Manufacturing (True Food Service Equipment)","True Refrigeration","TUC-27F-HC","TUC-27F-HC",null,"Vertical Solid Door Freezer",7.07]
[2403850,"True Manufacturing (True Food Service Equipment)","True Refrigeration","TUC-27F-HC~SPEC3","TUC-27F-HC~SPEC3",null,"Vertical Solid Door Freezer",7.07]
[2403851,"True Manufacturing (True Food Service Equipment)","True Refrigeration","TUC-27F-LP-HC","TUC-27F-LP-HC",null,"Vertical Solid Door Freezer",7.07]
[2403852,"True Manufacturing (True Food Service Equipment)","True Refrigeration","TUC-27F-LP-HC~SPEC3","TUC-27F-LP-HC~SPEC3",null,"Vertical Solid Door Freezer",7.07]
[2403855,"True Manufacturing (True Food Service Equipment)","True Refrigeration","TUC-44F-HC","TUC-44F-HC",null,"Vertical Solid Door Freezer",11.14]
[2403856,"True Manufacturing (True Food Service Equipment)","True Refrigeration","TUC-44F-HC~SPEC3","TUC-44F-HC~SPEC3",null,"Vertical Solid Door Freezer",11.14]
[2403514,"True Manufacturing (True Food Service Equipment)","True Refrigeration","TUC-48F-ADA-HC","TUC-48F-ADA-HC",null,"Vertical Solid Door Freezer",12.85]
[2403515,"True Manufacturing (True Food Service Equipment)","True Refrigeration","TUC-48F-ADA-HC~SPEC3","TUC-48F-ADA-HC~SPEC3",null,"Vertical Solid Door Freezer",12.85]
[2403513,"True Manufacturing (True Food Service Equipment)","True Refrigeration","TUC-48F-HC","TUC-48F-HC",null,"Vertical Solid Door Freezer",12.85]
[2403516,"True Manufacturing (True Food Service Equipment)","True Refrigeration","TUC-48F-HC~SPEC3","TUC-48F-HC~SPEC3",null,"Vertical Solid Door Freezer",12.85]
[2403517,"True Manufacturing (True Food Service Equipment)","True Refrigeration","TUC-48F-LP-HC","TUC-48F-LP-HC",null,"Vertical Solid Door Freezer",12.85]
[2403518,"True Manufacturing (True Food Service Equipment)","True Refrigeration","TUC-48F-LP-HC~SPEC3","TUC-48F-LP-HC~SPEC3",null,"Vertical Solid Door Freezer",12.85]
[2403853,"True Manufacturing (True Food Service Equipment)","True Refrigeration","TWT-27F-HC","TWT-27F-HC",null,"Vertical Solid Door Freezer",7.07]
[2403854,"True Manufacturing (True Food Service Equipment)","True Refrigeration","TWT-27F-HC~SPEC3","TWT-27F-HC~SPEC3",null,"Vertical Solid Door Freezer",7.07]
[2403857,"True Manufacturing (True Food Service Equipment)","True Refrigeration","TWT-44F-HC","TWT-44F-HC",null,"Vertical Solid Door Freezer",11.14]
[2403519,"True Manufacturing (True Food Service Equipment)","True Refrigeration","TWT-48F-HC","TWT-48F-HC",null,"Vertical Solid Door Freezer",12.85]
[2403520,"True Manufacturing (True Food Service Equipment)","True Refrigeration","TWT-48F-HC~SPEC3","TWT-48F-HC~SPEC3",null,"Vertical Solid Door Freezer",12.85]
[2400543,"Turbo Air Inc.","Turbo Air","EF19-1-N-V","EF19-1-N-V",null,"Vertical Solid Door Freezer",18.46]
[2401124,"Turbo Air Inc.","Turbo Air","EF24-1-N-V","EF24-1-N-V",null,"Vertical Solid Door Freezer",21.94]
[2400544,"Turbo Air Inc.","Turbo Air","EF47-2-N-V","EF47-2-N-V",null,"Vertical Solid Door Freezer",42.27]
[2400525,"Turbo Air Inc.","Turbo Air","TGF-23SDH*-N","TGF-23SDH*-N",null,"Vertical Transparent Door Freezer",17.940000000000001]
[2400526,"Turbo Air Inc.","Turbo Air","TGF-23SDH*-N-L","TGF-23SDH*-N-L",null,"Vertical Transparent Door Freezer",17.940000000000001]
[2400570,"Turbo Air Inc.","Turbo Air","TGF-23SD*-N","TGF-23SD*-N",null,"Vertical Transparent Door Freezer",17.989999999999998]
[2400572,"Turbo Air Inc.","Turbo Air","TGF-35SDH*-N","TGF-35SDH*-N",null,"Vertical Transparent Door Freezer",30.94]
[2447104,"Turbo Air Inc.","Turbo Air","TGF-35SD*-N","TGF-35SD*-N",null,"Vertical Transparent Door Freezer",28.44]
[2400571,"Turbo Air Inc.","Turbo Air","TGF-47SDH*-N","TGF-47SDH*-N",null,"Vertical Transparent Door Freezer",42.12]
[2400573,"Turbo Air Inc.","Turbo Air","TGF-47SD*-N","TGF-47SD*-N",null,"Vertical Transparent Door Freezer",39]
[2400535,"Turbo Air Inc.","Turbo Air","TGIM-23H*-N","TGIM-23H*-N",null,"Vertical Transparent Door Freezer",17.3]
[2400536,"Turbo Air Inc.","Turbo Air","TGIM-23H*-N-L","TGIM-23H*-N-L",null,"Vertical Transparent Door Freezer",17.3]
[2400574,"Turbo Air Inc.","Turbo Air","TGIM-23*-N","TGIM-23*-N",null,"Vertical Transparent Door Freezer",17.7]
[2403775,"Turbo Air Inc.","Turbo Air","TJMF-30SD**-N-$","TJMF-30SD**-N-$",null,"Vertical Transparent Door Freezer",32.04]
[2404599,"Turbo Air Inc.","Turbo Air","TJMF-55SD**-N-$","TJMF-55SD**-N-$",null,"Vertical Transparent Door Freezer",60.04]
[2403776,"Turbo Air Inc.","Turbo Air","TJMF-85SD**-N-$","TJMF-85SD**-N-$",null,"Vertical Transparent Door Freezer",93.8]
[2400576,"Turbo Air Inc.","Turbo Air","TJMI-30SD**-N-$","TJMI-30SD**-N-$",null,"Vertical Transparent Door Freezer",32.04]
[2405355,"Turbo Air Inc.","Turbo Air","TJMI-55SD**-N-$","TJMI-55SD**-N-$",null,"Vertical Transparent Door Freezer",60.04]
[2400575,"Turbo Air Inc.","Turbo Air","TSF-23GSD-N","TSF-23GSD-N",null,"Vertical Transparent Door Freezer",19.13]
[2400527,"Turbo Air Inc.","Turbo Air","TSF-23SD-N","TSF-23SD-N",null,"Vertical Solid Door Freezer",19.03]
[2400528,"Turbo Air Inc.","Turbo Air","TSF-23SD-N-L","TSF-23SD-N-L",null,"Vertical Solid Door Freezer",19.03]
[2400542,"Turbo Air Inc.","Turbo Air","TSF-35SDN-N","TSF-35SDN-N",null,"Vertical Solid Door Freezer",29.19]
[2400540,"Turbo Air Inc.","Turbo Air","TSF-49SD-N","TSF-49SD-N",null,"Vertical Solid Door Freezer",39.9]
[2400541,"Turbo Air Inc.","Turbo Air","TSF-72SD-N","TSF-72SD-N",null,"Vertical Solid Door Freezer",63.8]
[2635846,"U-Line Corporation","U-Line","UCFZ453-SS71A","UCFZ453-SS71A",null,"Vertical Solid Door Freezer",45.79]
[2635858,"U-Line Corporation","U-Line","UCFZ553-SG71A","UCFZ553-SG71A",null,"Vertical Transparent Door Freezer",42.36]
[2635856,"U-Line Corporation","U-Line","UCFZ585-SG71A","UCFZ585-SG71A",null,"Vertical Transparent Door Freezer",71.569999999999993]
[2404974,"U-Line Corporation","U-Line","UCFZ585-SS71A","UCFZ585-SS71A",null,"Vertical Solid Door Freezer",71.569999999999993]
[2407327,"U-Line Corporation","U-LINE CORP","UCFZ527-SS31A","UCFZ527-SS31A",null,"Vertical Solid Door Freezer",19.420000000000002]
[2405029,"Yindu Kitchen Equipment Co., LTD","ATOSA","MBF8001GR","MBF8001GR",null,"Vertical Solid Door Freezer",21.36]
[2405768,"Yindu Kitchen Equipment Co., LTD","ATOSA","MBF8002GR","MBF8002GR",null,"Vertical Solid Door Freezer",42.18]
[2405035,"Yindu Kitchen Equipment Co., LTD","ATOSA","MBF8007GR","MBF8007GR",null,"Vertical Solid Door Freezer",21.24]
[3387993,"Yindu Kitchen Equipment Co., LTD","ATOSA","MBF8501GR","MBF8501GR",null,"Vertical Solid Door Freezer",19.850000000000001]
[2406386,"Yindu Kitchen Equipment Co., LTD","ATOSA","MBF8503GR","MBF8503GR",null,"Vertical Solid Door Freezer",43.8]
[2405051,"Yindu Kitchen Equipment Co., LTD","ATOSA","MCF8721ES","MCF8721ES",",MCF8703ES,; ,MCF8712ES,","Vertical Transparent Door Freezer",43.8]
[2633927,"Turbo Air Inc.","Turbo Air","TGF-23F**-N","TGF-23F**-N",null,"Vertical Transparent Door Freezer",17.7]
[2633928,"Turbo Air Inc.","Turbo Air","TGF-23F**-S-N","TGF-23F**-S-N",null,"Vertical Transparent Door Freezer",17.7]

{"sheet":"Steam_Cookers","index":17,"n_rows":134,"n_cols":7,"rows_kept":134,"cut":false,"hidden":false,"merged":[[1,0,1,6]]}
[]
["   Steam Cookers   v.2024"]
["ENERGY STAR® Unique ID","Brand Name","Model Name","Model Number","Additional Model Information","Fuel Type","Incentive"]
[1907554,"Vulcan","C24EO3","C24EO3",null,"Electric",1300]
[1907555,"Vulcan","C24EO5","C24EO5",null,"Electric",1700]
[1907558,"Hobart","HC24EO3","HC24EO3",null,"Electric",1300]
[1907559,"Hobart","HC24EO5","HC24EO5",null,"Electric",1700]
[1907563,"AccuTemp","Steam 'N' Hold","S32081D060",null,"Electric",1300]
[1907564,"AccuTemp","Steam 'N' Hold","S32081E060",null,"Electric",1300]
[1907565,"AccuTemp","Steam 'N' Hold","S32083D100",null,"Electric",1300]
[1907566,"AccuTemp","Steam 'N' Hold","S32083D120",null,"Electric",1300]
[1907567,"AccuTemp","Steam 'N' Hold","S32083E100",null,"Electric",1300]
[1907568,"AccuTemp","Steam 'N' Hold","S32083E120",null,"Electric",1300]
[1907571,"AccuTemp","Steam 'N' Hold","S32401D060",null,"Electric",1300]
[1907572,"AccuTemp","Steam 'N' Hold","S32401E060",null,"Electric",1300]
[1907573,"AccuTemp","Steam 'N' Hold","S32403D110","Steam 'N' Hold,S32083D080,","Electric",1300]
[1907574,"AccuTemp","Steam 'N' Hold","S32403D130",null,"Electric",1300]
[1907575,"AccuTemp","Steam 'N' Hold","S32403E110",",S32083E080,","Electric",1300]
[1907576,"AccuTemp","Steam 'N' Hold","S32403E130",null,"Electric",1300]
[1907583,"AccuTemp","Steam 'N' Hold","S34403D090",null,"Electric",1300]
[1907584,"AccuTemp","Steam 'N' Hold","S34403E090",null,"Electric",1300]
[1907585,"AccuTemp","Steam 'N' Hold","S34803D110",null,"Electric",1300]
[1907586,"AccuTemp","Steam 'N' Hold","S34803E110",null,"Electric",1300]
[1907587,"AccuTemp","Steam 'N' Hold","S62081D060",null,"Electric",1900]
[1907588,"AccuTemp","Steam 'N' Hold","S62081E060",null,"Electric",1900]
[1907589,"AccuTemp","Steam 'N' Hold","S62083D080",null,"Electric",1900]
[1907590,"AccuTemp","Steam 'N' Hold","S62083D100",null,"Electric",1900]
[1907591,"AccuTemp","Steam 'N' Hold","S62083D120",null,"Electric",1900]
[1907592,"AccuTemp","Steam 'N' Hold","S62083D150",null,"Electric",1900]
[1907593,"AccuTemp","Steam 'N' Hold","S62083D170",null,"Electric",1900]
[1907594,"AccuTemp","Steam 'N' Hold","S62083E080",null,"Electric",1900]
[1907595,"AccuTemp","Steam 'N' Hold","S62083E100",null,"Electric",1900]
[1907596,"AccuTemp","Steam 'N' Hold","S62083E120",null,"Electric",1900]
[1907597,"AccuTemp","Steam 'N' Hold","S62083E150",null,"Electric",1900]
[1907598,"AccuTemp","Steam 'N' Hold","S62083E170",null,"Electric",1900]
[1907600,"AccuTemp","Steam 'N' Hold","S62301E070",null,"Electric",1900]
[1907601,"AccuTemp","Steam 'N' Hold","S62401D060",null,"Electric",1900]
[1907602,"AccuTemp","Steam 'N' Hold","S62401E060",null,"Electric",1900]
[1907603,"AccuTemp","Steam 'N' Hold","S62403D110",null,"Electric",1900]
[1907604,"AccuTemp","Steam 'N' Hold","S62403D130",null,"Electric",1900]
[1907605,"AccuTemp","Steam 'N' Hold","S62403E110",null,"Electric",1900]
[1907606,"AccuTemp","Steam 'N' Hold","S62403E130",null,"Electric",1900]
[1907613,"AccuTemp","Steam 'N' Hold","S64403D120",null,"Electric",1900]
[1907614,"AccuTemp","Steam 'N' Hold","S64403E120",null,"Electric",1900]
[1907615,"AccuTemp","Steam 'N' Hold","S64803D140",null,"Electric",1900]
[1907616,"AccuTemp","Steam 'N' Hold","S64803E140",null,"Electric",1900]
[1907617,"Cleveland Range LLC","1-SCE","1-SCE",null,"Electric",1700]
[1907618,"Cleveland Range LLC","1-SCEMCS","1-SCEMCS",null,"Electric",1700]
[1907621,"Market Forge","Turbo Steam","TS-3E",null,"Electric",1300]
[1907622,"Market Forge","Turbo Steam","TS-5E",null,"Electric",1700]
[1907629,"Market Forge","Eco-Tech Plus","ETP-10E",null,"Electric",1900]
[2232170,"Vulcan","C24EA3-LWE","C24EA3-LWE",null,"Electric",1300]
[2232171,"Hobart","HC24EA3-LWE","HC24EA3-LWE",null,"Electric",1300]
[2232172,"Vulcan","C24EA5-LWE","C24EA5-LWE",null,"Electric",1700]
[2232173,"Hobart","HC24EA5-LWE","HC24EA5-LWE",null,"Electric",1700]
[2345557,"Hobart","HC24EO5AF","HC24EO5AF",null,"Electric",1700]
[2345558,"Vulcan","C24EO5AF","C24EO5AF",null,"Electric",1700]
[2357310,"Crown Food Service","EPX-3","EPX-3",null,"Electric",1300]
[2357311,"Crown Food Service","EPX-5","EPX-5",null,"Electric",1700]
[2357328,"Crown Food Service","EPXN-3","EPXN-3",null,"Electric",1300]
[2357329,"Crown Food Service","EPXN-5","EPXN-5",null,"Electric",1700]
[2370989,"AccuTemp","E32083E15000200","E32083E15000200",null,"Electric",1300]
[2372833,"AccuTemp","E32081D060","E32081D060",null,"Electric",1300]
[2372834,"AccuTemp","E32083E150","E32083E150",null,"Electric",1300]
[2372835,"AccuTemp","E32083E080","E32083E080",",,dual voltage pair","Electric",1300]
[2372836,"AccuTemp","E32301D070","E32301D070",null,"Electric",1300]
[2372837,"AccuTemp","E34403E120","E34403E120",null,"Electric",1300]
[2372838,"AccuTemp","E32401E060","E32401E060",null,"Electric",1300]
[2372839,"AccuTemp","E32403D110","E32403D110",null,"Electric",1300]
[2372840,"AccuTemp","E34803D140","E34803D140",null,"Electric",1300]
[2372841,"AccuTemp","E32301E070","E32301E070",null,"Electric",1300]
[2372842,"AccuTemp","E32401D060","E32401D060",null,"Electric",1300]
[2372843,"AccuTemp","E34403D120","E34403D120",null,"Electric",1300]
[2372844,"AccuTemp","E32081E060","E32081E060",null,"Electric",1300]
[2372845,"AccuTemp","E32083D080","E32083D080",",,dual voltage pair","Electric",1300]
[2372846,"AccuTemp","E32083D150","E32083D150",null,"Electric",1300]
[2372847,"AccuTemp","E32403E110","E32403E110",null,"Electric",1300]
[2372848,"AccuTemp","E34803E140","E34803E140",null,"Electric",1300]
[2238769,"Superior","C24EO3","C24EO3",null,"Electric",1300]
[2238770,"Superior","C24EO5","C24EO5",null,"Electric",1700]
[2242221,"Groen","VRC-3E","VRC-3E",null,"Electric",1300]
[2242224,"Groen","VRC-6E","VRC-6E",null,"Electric",1900]
[2242225,"Groen","XS-208-12-3","XS-208-12-3",null,"Electric",1900]
[2242226,"Groen","XS-208-14-3","XS-208-14-3",null,"Electric",1900]
[2242228,"Groen","XS-208-8-1","XS-208-8-1",null,"Electric",1900]
[2242229,"Groen","XS-208-8-3","XS-208-8-3",null,"Electric",1900]
[2242230,"Groen","XS-240-12-3","XS-240-12-3",null,"Electric",1900]
[2242231,"Groen","XS-240-14-3","XS-240-14-3",null,"Electric",1900]
[2242232,"Groen","XS-240-8-1","XS-240-8-1",null,"Electric",1900]
[2242233,"Groen","XS-240-8-3","XS-240-8-3",null,"Electric",1900]
[2242370,"Groen","XS-208-6-1","XS-208-6-1",null,"Electric",1900]
[2242372,"Groen","XS-240-6-1","XS-240-6-1",null,"Electric",1900]
[2272325,"Sterling","STERLING MANUFACTURING LLC","SP208-14-3MF00","STERLING MANUFACTURING LLC,SP208-10-XXXX,; STERLING MANUFACTURING LLC,SP208-12-XXXX,; STERLING MANUFACTURING LLC,SP208-14-XXXX,; STERLING MANUFACTURING LLC,SP208-6-XXXX,; STERLING MANUFACTURING LLC,SP208-8-XXXX,; STERLING MANUFACTURING LLC,SP240-10-XXXX,; STERLING MANUFACTURING LLC,SP240-12-XXXX,; STERLING MANUFACTURING LLC,SP240-14-XXXX,; STERLING MANUFACTURING LLC,SP240-6-XXXX,; STERLING MANUFACTURING LLC,SP240-8-XXXX,; STERLING MANUFACTURING LLC,SP480-12-XXXX,; STERLING MANUFACTURING LLC,SP480-14-XXXX,; STERLING MANUFACTURING LLC,SP480-6-XXXX,; STERLING MANUFACTURING LLC,SP480-8-XXXX,","Electric",1900]
[2284665,"Vulcan","C24ET6-LWE","C24ET6-LWE",null,"Electric",1900]
[2284676,"Vulcan","C24ET10-LWE","C24ET10-LWE",null,"Electric",1900]
[2307093,"Market Forge","Altair II-12","Altair II-12",null,"Electric",1900]
[2307094,"Market Forge","Altair II-6","Altair II-6",null,"Electric",1900]
[2307098,"Market Forge","Market Forge","Altair II-10",null,"Electric",1900]
[2307099,"Market Forge","Altair II-4","Altair II-4",null,"Electric",1500]
[2307100,"Market Forge","Altair II-8","Altair II-8",null,"Electric",1900]
[2335085,"Cleveland Range LLC","22CCT6","22CCT6",null,"Electric",1900]
[2345537,"Hobart","HC24EO3AF","HC24EO3AF",null,"Electric",1300]
[2345538,"Vulcan","C24EO3AF","C24EO3AF",null,"Electric",1300]
[1907518,"AccuTemp","Evolution","E62081D060",null,"Electric",1900]
[1907519,"AccuTemp","Evolution","E62081E060",null,"Electric",1900]
[1907520,"AccuTemp","Evolution","E62083D100",null,"Electric",1900]
[1907521,"AccuTemp","Evolution","E62083D150",null,"Electric",1900]
[1907522,"AccuTemp","Evolution","E62083D170",null,"Electric",1900]
[1907523,"AccuTemp","Evolution","E62083E100",null,"Electric",1900]
[1907524,"AccuTemp","Evolution","E62083E150",null,"Electric",1900]
[1907525,"AccuTemp","Evolution","E62083E170",null,"Electric",1900]
[1907526,"AccuTemp","Evolution","E62301D070",null,"Electric",1900]
[1907528,"AccuTemp","Evolution","E62401D060",null,"Electric",1900]
[1907529,"AccuTemp","Evolution","E62401E060",null,"Electric",1900]
[1907530,"AccuTemp","Evolution","E62403D110",",E62083D080,","Electric",1900]
[1907531,"AccuTemp","Evolution","E62403D130",null,"Electric",1900]
[1907532,"AccuTemp","Evolution","E62403E110",",E62083E080,","Electric",1900]
[1907533,"AccuTemp","Evolution","E62403E130",null,"Electric",1900]
[1907534,"AccuTemp","Evolution","E63805D090",null,"Electric",1900]
[1907535,"AccuTemp","Evolution","E63805E090",null,"Electric",1900]
[1907536,"AccuTemp","Evolution","E64005D100",null,"Electric",1900]
[1907537,"AccuTemp","Evolution","E64005E100",null,"Electric",1900]
[1907538,"AccuTemp","Evolution","E64155D110",null,"Electric",1900]
[1907539,"AccuTemp","Evolution","E64155E110",null,"Electric",1900]
[1907540,"AccuTemp","Evolution","E64403D120",null,"Electric",1900]
[1907541,"AccuTemp","Evolution","E64403E120",null,"Electric",1900]
[1907542,"AccuTemp","Evolution","E64803D140",null,"Electric",1900]
[1907543,"AccuTemp","Evolution","E64803E140",null,"Electric",1900]
[1907550,"Cleveland Range LLC","SteamChef 3","22CET3.1",null,"Electric",1300]
[1907551,"Cleveland Range LLC","SteamChef 6","22CET6.1",null,"Electric",1900]
[2459990,"Vulcan","C24ET10-LWE","C24ET10-LWE",null,"Electric",1900]
[2459991,"Vulcan","HC24ET10-LWE","HC24ET10-LWE",null,"Electric",1900]
[2459992,"Vulcan","C24ET6-LWE","C24ET6-LWE",null,"Electric",1900]
[2459993,"Vulcan","HC24ET6-LWE","HC24ET6-LWE",null,"Electric",1900]

{"sheet":"Dishwashers_CA","index":18,"n_rows":26,"n_cols":12,"rows_kept":26,"cut":false,"hidden":true,"merged":[]}
[null,"Qualified Under Counter Dishwashers",null,null,"Updated "," 9/15/2021"]
[null,"Qualifying under counter dishwashers must meet ENERGY STAR® Version 2.0 specifications. High temperature sanitizing under counter machines "]
[null,"must have a water consumption ≤ 0.73 gal/rack and idle rate ≤ 0.43 kW to meet Tier 2 requirements. Low temperature sanitizing under counter "]
[null,"machines must have a water consumption ≤ 1.01 gal/rack and idle rate ≤ 0.43 kW to meet Tier 2 requirements."]
[null,"NOTE: Program criteria are subject to change."]
[null,"brand_name","model_number","machine_type","sanitation_method",null,"water_use_gallons_per_rack_gpr",null,null,null,"idle_energy_rate_for_low_temp_kw","idle_energy_rate_for_high_temp_kw"]
[null,"Company","Model Number","Type","Sanitation Method","Idle\nEnergy Rate\n(kW)","Water\nConsumption\n(gal/rack)","Rebate\n(per unit)","Measure\nCode","Date Updated","idle_energy_rate_for_low_temp_kw","idle_energy_rate_for_high_temp_kw"]
[null,"Auto-Chlor","U34","Under Counter","Chemical Sanitizing (Low Temp) Machine",0.11,1.03,50,541498," 9/15/2021",{"$f":"IF(E8=\"Chemical Sanitizing (Low Temp) Machine\",F8,\"\")","v":0.11},{"$f":"IF(K8=\"\",F8,\"\")","v":""}]
[null,"Champion","UH130B MAX","Under Counter","Hot Water Sanitizing (High Temp) Machine",0.28999999999999998,0.86,300,541496," 9/15/2021","",0.28999999999999998]
[null,"CMA Dishmachines","CMA-180UC","Under Counter","Hot Water Sanitizing (High Temp) Machine",0.4,0.73,600,541497," 9/15/2021","",0.4]
[null,"Dihr","Dupla 50 USA","Under Counter","Hot Water Sanitizing (High Temp) Machine",0.42,0.68,600,541497," 9/15/2021","",0.42]
[null,"Ecolab","E-UHT","Under Counter","Hot Water Sanitizing (High Temp) Machine",0.4,0.76,300,541496," 9/15/2021","",0.4]
[null,"Electrolux","ELAI1G4","Under Counter","Hot Water Sanitizing (High Temp) Machine",0.3,0.68,600,541497," 9/15/2021","",0.3]
[null,"Fagor","CO-502W","Under Counter","Hot Water Sanitizing (High Temp) Machine",0.37,0.28000000000000003,600,541497," 9/15/2021","",0.37]
[null,"Hobart","CUH","Under Counter","Hot Water Sanitizing (High Temp) Machine",0.41,0.85,300,541496," 9/15/2021","",0.41]
[null,"Insinger","CDT1","Under Counter","Hot Water Sanitizing (High Temp) Machine",0.28000000000000003,0.82,300,541496," 9/15/2021","",0.28000000000000003]
[null,"Jackson","Avenger LT","Under Counter","Chemical Sanitizing (Low Temp) Machine",0.17,1.1599999999999999,50,541498," 9/15/2021",0.17,""]
[null,"Jet-Tech","727E","Under Counter","Hot Water Sanitizing (High Temp) Machine",0.34,0.7,600,541497," 9/15/2021","",0.34]
[null,"Lamber SNC","DSP3","Under Counter","Hot Water Sanitizing (High Temp) Machine",0.16,0.55000000000000004,600,541497," 9/15/2021","",0.16]
[null,"Meiko","FV 40.2","Under Counter","Hot Water Sanitizing (High Temp) Machine",0.21,0.77,300,541496," 9/15/2021","",0.21]
[null,"Moyer Diebel","351HT","Under Counter","Hot Water Sanitizing (High Temp) Machine",0.37,0.84,300,541496," 9/15/2021","",0.37]
[null,"Noble Warewashing","WareForce DG","Under Counter","Chemical Sanitizing (Low Temp) Machine",7.0000000000000007E-2,1.1499999999999999,50,541498," 9/15/2021",7.0000000000000007E-2,""]
[null,"Stero","SG","Under Counter","Chemical Sanitizing (Low Temp) Machine",0.09,0.74,150,541499," 9/15/2021",0.09,""]
[null,"Insinger Machine Company","CX20","Single Tank Door-Type","Hot Water Sanitizing (High Temp) Machine",0.5,0.65,650,540274," 9/15/2021","",0.5]
[null,"Veetsan","VDH63","Single Tank Door-Type","Hot Water Sanitizing (High Temp) Machine",0.39,0.54,650,540274," 9/15/2021","",0.39]
[null,"WareForce","HT-180**-**","Single Tank Door-Type","Hot Water Sanitizing (High Temp) Machine",0.4,0.66,650,540274," 9/15/2021","",0.4]

{"sheet":"Fryers_CA","index":19,"n_rows":32,"n_cols":17,"rows_kept":32,"cut":false,"hidden":true,"merged":[]}
[null,"Qualified Fryers",null,null,null,null,null,null,null,"Updated "," 9/15/2021"]
[null,"Qualifying gas fryer models (vat width < 18-inches) must meet ENERGY STAR specifications for energy efficiency and have a tested heavy load cooking energy "]
[null,"efficiency of 50% and an idle energy rate ≤ 9,000 Btu/h utilizing ASTM Standard F1361. Qualifying gas fryer models (vat width ≥ 18-inches) must meet ENERGY "]
[null,"STAR specifications for energy efficiency and have a tested heavy load cooking energy efficiency of 50% and and idle energy rate ≤ 12,000 Btu/h utilizing ASTM "]
[null,"Standard F2144. Tier 2 Qualifying gas fryer models must have a tested heavy load cooking energy efficiency of ≥ 60% and an idle energy rate of ≤ 6,100 Btu/h."]
[null,"Qualifying electric fryer models (vat width < 18-inches) must meet ENERGY STAR specifications for energy efficiency and have a tested heavy load cooking energy "]
[null,"efficiency of 80% and an idle energy rate ≤ 1,000 W utilizing ASTM Standard F1361. Qualifying electric fryer models (vat width ≥ 18-inches) must meet ENERGY "]
[null,"STAR specifications for energy efficiency and have a tested heavy load cooking energy efficiency of 80% and an idle energy rate ≤ 1,100 W utilizing ASTM "]
[null,"Standard F2144."]
[null,"Multiple vat configurations are paid per qualifying vat."]
[null,"NOTE: Program criteria are subject to change."]
[null,"brand_name","model_number",null,"fryer_width_in","shortening_capacity_lb","fuel_type",null,null,"cooking_energy_efficiency","shortening_capacity_lb",null,null,null,"product_type","idle_energy_rate_gas_btu_h","idle_energy_rate_electric_watts"]
[null,"Company","Model Number","Number\nof Vats","Vat\nWidth","Shortening\nCapacity\n(lb)","Fuel\nType","Preheat\nEnergy\n(Btu or kWh)","Idle Energy Rate\n(Btu/h or kW)","Energy\nEfficiency\n(%)","Production\nCapacity\n(lbs/h)","Rebate\n(per vat)","Measure\nCode","Date Updated","product_type","idle_energy_rate_gas_btu_h","idle_energy_rate_electric_watts"]
[null,"American Range","AF35HE",1,14,35,"Gas",9329,7899,0.52,63,900,530537," 9/15/2021",{"$f":"IFERROR(_xlfn.IFS(ISNUMBER(SEARCH(\"Split\",Table52[[#This Row],[Model Number]])),\"Split Vat\",AND(Table52[[#This Row],[Vat\nWidth]]>=12,Table52[[#This Row],[Vat\nWidth]]<18),\"Standard Vat\",AND(Table52[[#This Row],[Vat\nWidth]]>=18,Table52[[#This Row],[Vat\nWidth]]<=24),\"Large Vat\"),\"\")","v":"Standard Vat"},{"$f":"IF(Table52[[#This Row],[Fuel\nType]]=\"Gas\",Table52[[#This Row],[Idle Energy Rate\n(Btu/h or kW)]],\"\")","v":7899},{"$f":"IF(Table52[[#This Row],[idle_energy_rate_gas_btu_h]]=\"\",Table52[[#This Row],[Idle Energy Rate\n(Btu/h or kW)]],\"\")","v":""}]
[null,"Anets","AH55",1,14,50,"Gas",13456,4632,0.51,67,900,530537," 9/15/2021",{"$f":"IFERROR(_xlfn.IFS(ISNUMBER(SEARCH(\"Split\",Table52[[#This Row],[Model Number]])),\"Split Vat\",AND(Table52[[#This Row],[Vat\nWidth]]>=12,Table52[[#This Row],[Vat\nWidth]]<18),\"Standard Vat\",AND(Table52[[#This Row],[Vat\nWidth]]>=18,Table52[[#This Row],[Vat\nWidth]]<=24),\"Large Vat\"),\"\")","v":"Standard Vat"},{"$f":"IF(Table52[[#This Row],[Fuel\nType]]=\"Gas\",Table52[[#This Row],[Idle Energy Rate\n(Btu/h or kW)]],\"\")","v":4632},{"$f":"IF(Table52[[#This Row],[idle_energy_rate_gas_btu_h]]=\"\",Table52[[#This Row],[Idle Energy Rate\n(Btu/h or kW)]],\"\")","v":""}]
[null,"BKI","BLG-FC",1,18,70,"Gas",12529,5100,0.61,56,1400,541632," 9/15/2021",{"$f":"IFERROR(_xlfn.IFS(ISNUMBER(SEARCH(\"Split\",Table52[[#This Row],[Model Number]])),\"Split Vat\",AND(Table52[[#This Row],[Vat\nWidth]]>=12,Table52[[#This Row],[Vat\nWidth]]<18),\"Standard Vat\",AND(Table52[[#This Row],[Vat\nWidth]]>=18,Table52[[#This Row],[Vat\nWidth]]<=24),\"Large Vat\"),\"\")","v":"Large Vat"},{"$f":"IF(Table52[[#This Row],[Fuel\nType]]=\"Gas\",Table52[[#This Row],[Idle Energy Rate\n(Btu/h or kW)]],\"\")","v":5100},{"$f":"IF(Table52[[#This Row],[idle_energy_rate_gas_btu_h]]=\"\",Table52[[#This Row],[Idle Energy Rate\n(Btu/h or kW)]],\"\")","v":""}]
[null,"Frymaster","2FQG120T",2,20,120,"Gas",14579,11797,0.56000000000000005,79,900,530537," 9/15/2021",{"$f":"IFERROR(_xlfn.IFS(ISNUMBER(SEARCH(\"Split\",Table52[[#This Row],[Model Number]])),\"Split Vat\",AND(Table52[[#This Row],[Vat\nWidth]]>=12,Table52[[#This Row],[Vat\nWidth]]<18),\"Standard Vat\",AND(Table52[[#This Row],[Vat\nWidth]]>=18,Table52[[#This Row],[Vat\nWidth]]<=24),\"Large Vat\"),\"\")","v":"Large Vat"},{"$f":"IF(Table52[[#This Row],[Fuel\nType]]=\"Gas\",Table52[[#This Row],[Idle Energy Rate\n(Btu/h or kW)]],\"\")","v":11797},{"$f":"IF(Table52[[#This Row],[idle_energy_rate_gas_btu_h]]=\"\",Table52[[#This Row],[Idle Energy Rate\n(Btu/h or kW)]],\"\")","v":""}]
[null,"Giles Enterprises, Inc.","GGF-400",1,13,45,"Gas",7998,3835,0.54,39,900,530537," 9/15/2021",{"$f":"IFERROR(_xlfn.IFS(ISNUMBER(SEARCH(\"Split\",Table52[[#This Row],[Model Number]])),\"Split Vat\",AND(Table52[[#This Row],[Vat\nWidth]]>=12,Table52[[#This Row],[Vat\nWidth]]<18),\"Standard Vat\",AND(Table52[[#This Row],[Vat\nWidth]]>=18,Table52[[#This Row],[Vat\nWidth]]<=24),\"Large Vat\"),\"\")","v":"Standard Vat"},{"$f":"IF(Table52[[#This Row],[Fuel\nType]]=\"Gas\",Table52[[#This Row],[Idle Energy Rate\n(Btu/h or kW)]],\"\")","v":3835},{"$f":"IF(Table52[[#This Row],[idle_energy_rate_gas_btu_h]]=\"\",Table52[[#This Row],[Idle Energy Rate\n(Btu/h or kW)]],\"\")","v":""}]
[null,"Henny Penny","EEG-241",1,12,30,"Gas",8935,5790,0.54,64,900,530537," 9/15/2021",{"$f":"IFERROR(_xlfn.IFS(ISNUMBER(SEARCH(\"Split\",Table52[[#This Row],[Model Number]])),\"Split Vat\",AND(Table52[[#This Row],[Vat\nWidth]]>=12,Table52[[#This Row],[Vat\nWidth]]<18),\"Standard Vat\",AND(Table52[[#This Row],[Vat\nWidth]]>=18,Table52[[#This Row],[Vat\nWidth]]<=24),\"Large Vat\"),\"\")","v":"Standard Vat"},{"$f":"IF(Table52[[#This Row],[Fuel\nType]]=\"Gas\",Table52[[#This Row],[Idle Energy Rate\n(Btu/h or kW)]],\"\")","v":5790},{"$f":"IF(Table52[[#This Row],[idle_energy_rate_gas_btu_h]]=\"\",Table52[[#This Row],[Idle Energy Rate\n(Btu/h or kW)]],\"\")","v":""}]
[null,"Keating","14 IFM",1,14,38,"Gas",7999,3971,0.54,58,900,530537," 9/15/2021",{"$f":"IFERROR(_xlfn.IFS(ISNUMBER(SEARCH(\"Split\",Table52[[#This Row],[Model Number]])),\"Split Vat\",AND(Table52[[#This Row],[Vat\nWidth]]>=12,Table52[[#This Row],[Vat\nWidth]]<18),\"Standard Vat\",AND(Table52[[#This Row],[Vat\nWidth]]>=18,Table52[[#This Row],[Vat\nWidth]]<=24),\"Large Vat\"),\"\")","v":"Standard Vat"},{"$f":"IF(Table52[[#This Row],[Fuel\nType]]=\"Gas\",Table52[[#This Row],[Idle Energy Rate\n(Btu/h or kW)]],\"\")","v":3971},{"$f":"IF(Table52[[#This Row],[idle_energy_rate_gas_btu_h]]=\"\",Table52[[#This Row],[Idle Energy Rate\n(Btu/h or kW)]],\"\")","v":""}]
[null,"PBI",2600530,1,18,80,"Gas",16362,10242,0.52,107,900,530537," 9/15/2021",{"$f":"IFERROR(_xlfn.IFS(ISNUMBER(SEARCH(\"Split\",Table52[[#This Row],[Model Number]])),\"Split Vat\",AND(Table52[[#This Row],[Vat\nWidth]]>=12,Table52[[#This Row],[Vat\nWidth]]<18),\"Standard Vat\",AND(Table52[[#This Row],[Vat\nWidth]]>=18,Table52[[#This Row],[Vat\nWidth]]<=24),\"Large Vat\"),\"\")","v":"Large Vat"},{"$f":"IF(Table52[[#This Row],[Fuel\nType]]=\"Gas\",Table52[[#This Row],[Idle Energy Rate\n(Btu/h or kW)]],\"\")","v":10242},{"$f":"IF(Table52[[#This Row],[idle_energy_rate_gas_btu_h]]=\"\",Table52[[#This Row],[Idle Energy Rate\n(Btu/h or kW)]],\"\")","v":""}]
[null,"Pearl City","P-30",1,30,75,"Gas",17596,8352,0.71,156,900,530537," 9/15/2021",{"$f":"IFERROR(_xlfn.IFS(ISNUMBER(SEARCH(\"Split\",Table52[[#This Row],[Model Number]])),\"Split Vat\",AND(Table52[[#This Row],[Vat\nWidth]]>=12,Table52[[#This Row],[Vat\nWidth]]<18),\"Standard Vat\",AND(Table52[[#This Row],[Vat\nWidth]]>=18,Table52[[#This Row],[Vat\nWidth]]<=24),\"Large Vat\"),\"\")","v":""},{"$f":"IF(Table52[[#This Row],[Fuel\nType]]=\"Gas\",Table52[[#This Row],[Idle Energy Rate\n(Btu/h or kW)]],\"\")","v":8352},{"$f":"IF(Table52[[#This Row],[idle_energy_rate_gas_btu_h]]=\"\",Table52[[#This Row],[Idle Energy Rate\n(Btu/h or kW)]],\"\")","v":""}]
[null,"Pitco","BKSGH50SPC",1,14,50,"Gas",10275,8510,0.54,67,900,530537," 9/15/2021",{"$f":"IFERROR(_xlfn.IFS(ISNUMBER(SEARCH(\"Split\",Table52[[#This Row],[Model Number]])),\"Split Vat\",AND(Table52[[#This Row],[Vat\nWidth]]>=12,Table52[[#This Row],[Vat\nWidth]]<18),\"Standard Vat\",AND(Table52[[#This Row],[Vat\nWidth]]>=18,Table52[[#This Row],[Vat\nWidth]]<=24),\"Large Vat\"),\"\")","v":"Standard Vat"},{"$f":"IF(Table52[[#This Row],[Fuel\nType]]=\"Gas\",Table52[[#This Row],[Idle Energy Rate\n(Btu/h or kW)]],\"\")","v":8510},{"$f":"IF(Table52[[#This Row],[idle_energy_rate_gas_btu_h]]=\"\",Table52[[#This Row],[Idle Energy Rate\n(Btu/h or kW)]],\"\")","v":""}]
[null,"Royal Range","REEF-35",1,14,35,"Gas",10592,8764,0.54,60,900,530537," 9/15/2021",{"$f":"IFERROR(_xlfn.IFS(ISNUMBER(SEARCH(\"Split\",Table52[[#This Row],[Model Number]])),\"Split Vat\",AND(Table52[[#This Row],[Vat\nWidth]]>=12,Table52[[#This Row],[Vat\nWidth]]<18),\"Standard Vat\",AND(Table52[[#This Row],[Vat\nWidth]]>=18,Table52[[#This Row],[Vat\nWidth]]<=24),\"Large Vat\"),\"\")","v":"Standard Vat"},{"$f":"IF(Table52[[#This Row],[Fuel\nType]]=\"Gas\",Table52[[#This Row],[Idle Energy Rate\n(Btu/h or kW)]],\"\")","v":8764},{"$f":"IF(Table52[[#This Row],[idle_energy_rate_gas_btu_h]]=\"\",Table52[[#This Row],[Idle Energy Rate\n(Btu/h or kW)]],\"\")","v":""}]
[null,"Ultrafryer Systems","B-IR-18-2-***",2,18,80,"Gas",14306,5177,0.59,88,900,530537," 9/15/2021",{"$f":"IFERROR(_xlfn.IFS(ISNUMBER(SEARCH(\"Split\",Table52[[#This Row],[Model Number]])),\"Split Vat\",AND(Table52[[#This Row],[Vat\nWidth]]>=12,Table52[[#This Row],[Vat\nWidth]]<18),\"Standard Vat\",AND(Table52[[#This Row],[Vat\nWidth]]>=18,Table52[[#This Row],[Vat\nWidth]]<=24),\"Large Vat\"),\"\")","v":"Large Vat"},{"$f":"IF(Table52[[#This Row],[Fuel\nType]]=\"Gas\",Table52[[#This Row],[Idle Energy Rate\n(Btu/h or kW)]],\"\")","v":5177},{"$f":"IF(Table52[[#This Row],[idle_energy_rate_gas_btu_h]]=\"\",Table52[[#This Row],[Idle Energy Rate\n(Btu/h or kW)]],\"\")","v":""}]
[null,"Vulcan","1TR45**",1,14,45,"Gas",7548,4318,0.61,69,1400,541632," 9/15/2021",{"$f":"IFERROR(_xlfn.IFS(ISNUMBER(SEARCH(\"Split\",Table52[[#This Row],[Model Number]])),\"Split Vat\",AND(Table52[[#This Row],[Vat\nWidth]]>=12,Table52[[#This Row],[Vat\nWidth]]<18),\"Standard Vat\",AND(Table52[[#This Row],[Vat\nWidth]]>=18,Table52[[#This Row],[Vat\nWidth]]<=24),\"Large Vat\"),\"\")","v":"Standard Vat"},{"$f":"IF(Table52[[#This Row],[Fuel\nType]]=\"Gas\",Table52[[#This Row],[Idle Energy Rate\n(Btu/h or kW)]],\"\")","v":4318},{"$f":"IF(Table52[[#This Row],[idle_energy_rate_gas_btu_h]]=\"\",Table52[[#This Row],[Idle Energy Rate\n(Btu/h or kW)]],\"\")","v":""}]
[null,"Hobart","HF50",1,14,50,"Electric",1.76,0.63,0.85,72,650,541468," 9/15/2021",{"$f":"IFERROR(_xlfn.IFS(ISNUMBER(SEARCH(\"Split\",Table52[[#This Row],[Model Number]])),\"Split Vat\",AND(Table52[[#This Row],[Vat\nWidth]]>=12,Table52[[#This Row],[Vat\nWidth]]<18),\"Standard Vat\",AND(Table52[[#This Row],[Vat\nWidth]]>=18,Table52[[#This Row],[Vat\nWidth]]<=24),\"Large Vat\"),\"\")","v":"Standard Vat"},{"$f":"IF(Table52[[#This Row],[Fuel\nType]]=\"Gas\",Table52[[#This Row],[Idle Energy Rate\n(Btu/h or kW)]],\"\")","v":""},{"$f":"IF(Table52[[#This Row],[idle_energy_rate_gas_btu_h]]=\"\",Table52[[#This Row],[Idle Energy Rate\n(Btu/h or kW)]],\"\")","v":0.63}]
[null,"Motion Technology, Inc.","MTI-10X",1,"N/A",15,"Electric",1.07,0.67,0.86,28,650,541468," 9/15/2021",{"$f":"IFERROR(_xlfn.IFS(ISNUMBER(SEARCH(\"Split\",Table52[[#This Row],[Model Number]])),\"Split Vat\",AND(Table52[[#This Row],[Vat\nWidth]]>=12,Table52[[#This Row],[Vat\nWidth]]<18),\"Standard Vat\",AND(Table52[[#This Row],[Vat\nWidth]]>=18,Table52[[#This Row],[Vat\nWidth]]<=24),\"Large Vat\"),\"\")","v":""},{"$f":"IF(Table52[[#This Row],[Fuel\nType]]=\"Gas\",Table52[[#This Row],[Idle Energy Rate\n(Btu/h or kW)]],\"\")","v":""},{"$f":"IF(Table52[[#This Row],[idle_energy_rate_gas_btu_h]]=\"\",Table52[[#This Row],[Idle Energy Rate\n(Btu/h or kW)]],\"\")","v":0.67}]
[null,"Perfect Fry Company","PFA720",1,"N/A",15,"Electric",0.98,0.59,0.86,35,650,541468," 9/15/2021",{"$f":"IFERROR(_xlfn.IFS(ISNUMBER(SEARCH(\"Split\",Table52[[#This Row],[Model Number]])),\"Split Vat\",AND(Table52[[#This Row],[Vat\nWidth]]>=12,Table52[[#This Row],[Vat\nWidth]]<18),\"Standard Vat\",AND(Table52[[#This Row],[Vat\nWidth]]>=18,Table52[[#This Row],[Vat\nWidth]]<=24),\"Large Vat\"),\"\")","v":""},{"$f":"IF(Table52[[#This Row],[Fuel\nType]]=\"Gas\",Table52[[#This Row],[Idle Energy Rate\n(Btu/h or kW)]],\"\")","v":""},{"$f":"IF(Table52[[#This Row],[idle_energy_rate_gas_btu_h]]=\"\",Table52[[#This Row],[Idle Energy Rate\n(Btu/h or kW)]],\"\")","v":0.59}]
[null,"Resfab","MB-50***",1,16,55,"Electric",2.7,0.88,0.83,46,650,541468," 9/15/2021",{"$f":"IFERROR(_xlfn.IFS(ISNUMBER(SEARCH(\"Split\",Table52[[#This Row],[Model Number]])),\"Split Vat\",AND(Table52[[#This Row],[Vat\nWidth]]>=12,Table52[[#This Row],[Vat\nWidth]]<18),\"Standard Vat\",AND(Table52[[#This Row],[Vat\nWidth]]>=18,Table52[[#This Row],[Vat\nWidth]]<=24),\"Large Vat\"),\"\")","v":"Standard Vat"},{"$f":"IF(Table52[[#This Row],[Fuel\nType]]=\"Gas\",Table52[[#This Row],[Idle Energy Rate\n(Btu/h or kW)]],\"\")","v":""},{"$f":"IF(Table52[[#This Row],[idle_energy_rate_gas_btu_h]]=\"\",Table52[[#This Row],[Idle Energy Rate\n(Btu/h or kW)]],\"\")","v":0.88}]
[null,"Sapidus","UE-1100",1,15,70,"Electric",1.41,0.42,0.84,26,650,541468," 9/15/2021",{"$f":"IFERROR(_xlfn.IFS(ISNUMBER(SEARCH(\"Split\",Table52[[#This Row],[Model Number]])),\"Split Vat\",AND(Table52[[#This Row],[Vat\nWidth]]>=12,Table52[[#This Row],[Vat\nWidth]]<18),\"Standard Vat\",AND(Table52[[#This Row],[Vat\nWidth]]>=18,Table52[[#This Row],[Vat\nWidth]]<=24),\"Large Vat\"),\"\")","v":"Standard Vat"},{"$f":"IF(Table52[[#This Row],[Fuel\nType]]=\"Gas\",Table52[[#This Row],[Idle Energy Rate\n(Btu/h or kW)]],\"\")","v":""},{"$f":"IF(Table52[[#This Row],[idle_energy_rate_gas_btu_h]]=\"\",Table52[[#This Row],[Idle Energy Rate\n(Btu/h or kW)]],\"\")","v":0.42}]
[null,"Winston","LP46C32SJ",1,14,65,"Electric",3,0.4,0.91,37,650,541468," 9/15/2021",{"$f":"IFERROR(_xlfn.IFS(ISNUMBER(SEARCH(\"Split\",Table52[[#This Row],[Model Number]])),\"Split Vat\",AND(Table52[[#This Row],[Vat\nWidth]]>=12,Table52[[#This Row],[Vat\nWidth]]<18),\"Standard Vat\",AND(Table52[[#This Row],[Vat\nWidth]]>=18,Table52[[#This Row],[Vat\nWidth]]<=24),\"Large Vat\"),\"\")","v":"Standard Vat"},{"$f":"IF(Table52[[#This Row],[Fuel\nType]]=\"Gas\",Table52[[#This Row],[Idle Energy Rate\n(Btu/h or kW)]],\"\")","v":""},{"$f":"IF(Table52[[#This Row],[idle_energy_rate_gas_btu_h]]=\"\",Table52[[#This Row],[Idle Energy Rate\n(Btu/h or kW)]],\"\")","v":0.4}]

{"sheet":"Hot_Food_Holding_Cabinets_CA","index":20,"n_rows":21,"n_cols":11,"rows_kept":21,"cut":false,"hidden":true,"merged":[]}
[null,"Qualified Hot Food Holding Cabinets",null,null,"Updated "," 9/15/2021"]
[null,"Qualifying models must be listed in the California Energy Commission database. This measure does not include  "]
[null,"cook and hold equipment. All measures must be electric hot food holding cabinets that are fully insulated and have "]
[null,"solid doors. Qualifying full-size cabinets must have an idle energy rate ≤ 25 W/cu.ft. and qualifying half-size cabinets "]
[null,"must have an idle energy rate ≤ 35 W/cu.ft. in accordance with ASTM F2140."]
[null,"NOTE: Program criteria are subject to change."]
[null,"brand_name","model_number",null,"internal_volume_cu_ft",null,null,null,null,"energy_usage_watts","Interior Volume Category"]
[null,"Company","Model Number","Size","Cabinet\nVolume\n(cu. ft.)","Idle Energy\nRate\n(Watts/cu. ft.)","Rebate\n(per unit)","Measure\nCode","Date Updated","energy_usage_watts","Interior Volume Category"]
[null,"Alto-Shaam","1000-BQ2/128","Full Size",28.15,13.46,750,541464," 9/15/2021",{"$f":"Table53[[#This Row],[Cabinet\nVolume\n(cu. ft.)]]*Table53[[#This Row],[Idle Energy\nRate\n(Watts/cu. ft.)]]","v":378.899},{"$f":"_xlfn.XLOOKUP(Table53[[#This Row],[Size]],Table343[Size],Table343[Product interior volume (ft3) ],\"\")","v":"V ≥ 28"}]
[null,"Cambro Manufacturing Co.","CMBH1826***","Full Size",18,0.67,750,541464," 9/15/2021",{"$f":"Table53[[#This Row],[Cabinet\nVolume\n(cu. ft.)]]*Table53[[#This Row],[Idle Energy\nRate\n(Watts/cu. ft.)]]","v":12.06},{"$f":"_xlfn.XLOOKUP(Table53[[#This Row],[Size]],Table343[Size],Table343[Product interior volume (ft3) ],\"\")","v":"V ≥ 28"}]
[null,"Carter-Hoffman, LLC","BB1824 [120V]","1/2 Size",10.5,10.86,200,541465," 9/15/2021",{"$f":"Table53[[#This Row],[Cabinet\nVolume\n(cu. ft.)]]*Table53[[#This Row],[Idle Energy\nRate\n(Watts/cu. ft.)]]","v":114.03},{"$f":"_xlfn.XLOOKUP(Table53[[#This Row],[Size]],Table343[Size],Table343[Product interior volume (ft3) ],\"\")","v":"0 < V < 13"}]
[null,"Crescor","CCB120A*****","Full Size",38.1,11.34,750,541464," 9/15/2021",{"$f":"Table53[[#This Row],[Cabinet\nVolume\n(cu. ft.)]]*Table53[[#This Row],[Idle Energy\nRate\n(Watts/cu. ft.)]]","v":432.05400000000003},{"$f":"_xlfn.XLOOKUP(Table53[[#This Row],[Size]],Table343[Size],Table343[Product interior volume (ft3) ],\"\")","v":"V ≥ 28"}]
[null,"FWE","E-600","Full Size",16.5,2,750,541464," 9/15/2021",{"$f":"Table53[[#This Row],[Cabinet\nVolume\n(cu. ft.)]]*Table53[[#This Row],[Idle Energy\nRate\n(Watts/cu. ft.)]]","v":33},{"$f":"_xlfn.XLOOKUP(Table53[[#This Row],[Size]],Table343[Size],Table343[Product interior volume (ft3) ],\"\")","v":"V ≥ 28"}]
[null,"McCall","1-1020H****","Full Size",22.4,12.5,750,541464," 9/15/2021",{"$f":"Table53[[#This Row],[Cabinet\nVolume\n(cu. ft.)]]*Table53[[#This Row],[Idle Energy\nRate\n(Watts/cu. ft.)]]","v":280},{"$f":"_xlfn.XLOOKUP(Table53[[#This Row],[Size]],Table343[Size],Table343[Product interior volume (ft3) ],\"\")","v":"V ≥ 28"}]
[null,"Metro","C565-NFC-**","1/2 Size",12,29,200,541465," 9/15/2021",{"$f":"Table53[[#This Row],[Cabinet\nVolume\n(cu. ft.)]]*Table53[[#This Row],[Idle Energy\nRate\n(Watts/cu. ft.)]]","v":348},{"$f":"_xlfn.XLOOKUP(Table53[[#This Row],[Size]],Table343[Size],Table343[Product interior volume (ft3) ],\"\")","v":"0 < V < 13"}]
[null,"Norlake","NW211***/0","Full Size",18.3,1.37,750,541464," 9/15/2021",{"$f":"Table53[[#This Row],[Cabinet\nVolume\n(cu. ft.)]]*Table53[[#This Row],[Idle Energy\nRate\n(Watts/cu. ft.)]]","v":25.071000000000002},{"$f":"_xlfn.XLOOKUP(Table53[[#This Row],[Size]],Table343[Size],Table343[Product interior volume (ft3) ],\"\")","v":"V ≥ 28"}]
[null,"Royalton Foodservice Equipment Co.","SSRHHC-1000-C1","1/2 Size",6.19,5.98,200,541465," 9/15/2021",{"$f":"Table53[[#This Row],[Cabinet\nVolume\n(cu. ft.)]]*Table53[[#This Row],[Idle Energy\nRate\n(Watts/cu. ft.)]]","v":37.016200000000005},{"$f":"_xlfn.XLOOKUP(Table53[[#This Row],[Size]],Table343[Size],Table343[Product interior volume (ft3) ],\"\")","v":"0 < V < 13"}]
[null,"Traulsen","AHF132W-FHG","Full Size",24,12.58,750,541464," 9/15/2021",{"$f":"Table53[[#This Row],[Cabinet\nVolume\n(cu. ft.)]]*Table53[[#This Row],[Idle Energy\nRate\n(Watts/cu. ft.)]]","v":301.92},{"$f":"_xlfn.XLOOKUP(Table53[[#This Row],[Size]],Table343[Size],Table343[Product interior volume (ft3) ],\"\")","v":"V ≥ 28"}]
[null,"Vulcan","VBP13***********","Full Size",17.14,0.99,750,541464," 9/15/2021",{"$f":"Table53[[#This Row],[Cabinet\nVolume\n(cu. ft.)]]*Table53[[#This Row],[Idle Energy\nRate\n(Watts/cu. ft.)]]","v":16.968600000000002},{"$f":"_xlfn.XLOOKUP(Table53[[#This Row],[Size]],Table343[Size],Table343[Product interior volume (ft3) ],\"\")","v":"V ≥ 28"}]
[null,"Winston Industries","HA4522-GE","Full Size",21.5,19.16,750,541464," 9/15/2021",{"$f":"Table53[[#This Row],[Cabinet\nVolume\n(cu. ft.)]]*Table53[[#This Row],[Idle Energy\nRate\n(Watts/cu. ft.)]]","v":411.94},{"$f":"_xlfn.XLOOKUP(Table53[[#This Row],[Size]],Table343[Size],Table343[Product interior volume (ft3) ],\"\")","v":"V ≥ 28"}]
[null,"Wittco","1220-15***********","1/2 Size",8.77,2.74,200,541465," 9/15/2021",{"$f":"Table53[[#This Row],[Cabinet\nVolume\n(cu. ft.)]]*Table53[[#This Row],[Idle Energy\nRate\n(Watts/cu. ft.)]]","v":24.029800000000002},{"$f":"_xlfn.XLOOKUP(Table53[[#This Row],[Size]],Table343[Size],Table343[Product interior volume (ft3) ],\"\")","v":"0 < V < 13"}]

{"sheet":"Ice_Machines_CA","index":21,"n_rows":22,"n_cols":12,"rows_kept":22,"cut":false,"hidden":true,"merged":[]}
[null,"Qualified Ice Makers",null,null,"Updated "," 9/15/2021"]
[null,"Qualifying models must meet ENERGY STAR® Version 3.0 specifications and be listed in the California Energy Commission database."]
[null,"Valid for machines generating 60 grams (2 oz.) or lighter ice cubes, as well as flaked, crushed, or fragmented ice machines. Only air "]
[null,"cooled machines are eligible. Performance data is based on AHRI Standard 810."]
[null,"NOTE: Program criteria are subject to change."]
[null,"brand_name",null,"model_number",null,"harvest_rate_lbs_ice_day","energy_use_kwh_100_lbs_ice",null,null,null,"equipment_type","ice_type"]
[null,"Company","Machine Type","Model Number","Ice Type","Ice Harvest\nRate\n(lbs/day)","Energy\nUse Rate\n(kWh/100 lbs)","Rebate\n(per unit)","Measure\nCode","Date Updated","equipment_type","ice_type"]
[null,"Atosa","SC-A","HD350-AP-161","Continuous",352,6,100,541489," 9/15/2021",{"$f":"_xlfn.XLOOKUP(Table54[[#This Row],[Machine Type]],Table55[CA Label],Table55[TX TRM],\"\")","v":"Self Contained Unit"},{"$f":"_xlfn.XLOOKUP(Table54[[#This Row],[Ice Type]],Table55[CA Label],Table55[TX TRM],\"\")","v":"Continuous"}]
[null,"Blue Air","IMH-A","BLMI-300A","Cube",284,4.95,100,541490," 9/15/2021",{"$f":"_xlfn.XLOOKUP(Table54[[#This Row],[Machine Type]],Table55[CA Label],Table55[TX TRM],\"\")","v":"Ice Making Head"},{"$f":"_xlfn.XLOOKUP(Table54[[#This Row],[Ice Type]],Table55[CA Label],Table55[TX TRM],\"\")","v":"Batch"}]
[null,"Follett","SC-A","15CI100A","Continuous",95,9.64,70,541487," 9/15/2021",{"$f":"_xlfn.XLOOKUP(Table54[[#This Row],[Machine Type]],Table55[CA Label],Table55[TX TRM],\"\")","v":"Self Contained Unit"},{"$f":"_xlfn.XLOOKUP(Table54[[#This Row],[Ice Type]],Table55[CA Label],Table55[TX TRM],\"\")","v":"Continuous"}]
[null,"Home","SC-A","HME030293N","Cube",97,6.79,70,541487," 9/15/2021",{"$f":"_xlfn.XLOOKUP(Table54[[#This Row],[Machine Type]],Table55[CA Label],Table55[TX TRM],\"\")","v":"Self Contained Unit"},{"$f":"_xlfn.XLOOKUP(Table54[[#This Row],[Ice Type]],Table55[CA Label],Table55[TX TRM],\"\")","v":"Batch"}]
[null,"Hoshizaki","SC-A","DCM-271BAH","Continuous",194,6.9,70,541488," 9/15/2021",{"$f":"_xlfn.XLOOKUP(Table54[[#This Row],[Machine Type]],Table55[CA Label],Table55[TX TRM],\"\")","v":"Self Contained Unit"},{"$f":"_xlfn.XLOOKUP(Table54[[#This Row],[Ice Type]],Table55[CA Label],Table55[TX TRM],\"\")","v":"Continuous"}]
[null,"Howe","RCRC-A","1000-RLE","Continuous",1014,2.78,250,541495," 9/15/2021",{"$f":"_xlfn.XLOOKUP(Table54[[#This Row],[Machine Type]],Table55[CA Label],Table55[TX TRM],\"\")","v":"Remote Condensing Unit"},{"$f":"_xlfn.XLOOKUP(Table54[[#This Row],[Ice Type]],Table55[CA Label],Table55[TX TRM],\"\")","v":"Continuous"}]
[null,"Ice-o-matic","IMH-A","CIM0430FA","Cube",310,5.6,100,541491," 9/15/2021",{"$f":"_xlfn.XLOOKUP(Table54[[#This Row],[Machine Type]],Table55[CA Label],Table55[TX TRM],\"\")","v":"Ice Making Head"},{"$f":"_xlfn.XLOOKUP(Table54[[#This Row],[Ice Type]],Table55[CA Label],Table55[TX TRM],\"\")","v":"Batch"}]
[null,"Icetro","SC-A","ID-0160-AN","Continuous",106,5.92,70,541487," 9/15/2021",{"$f":"_xlfn.XLOOKUP(Table54[[#This Row],[Machine Type]],Table55[CA Label],Table55[TX TRM],\"\")","v":"Self Contained Unit"},{"$f":"_xlfn.XLOOKUP(Table54[[#This Row],[Ice Type]],Table55[CA Label],Table55[TX TRM],\"\")","v":"Continuous"}]
[null,"Koolaire","IMH-A","KDT0300A-161","Cube",230,5.85,100,541490," 9/15/2021",{"$f":"_xlfn.XLOOKUP(Table54[[#This Row],[Machine Type]],Table55[CA Label],Table55[TX TRM],\"\")","v":"Ice Making Head"},{"$f":"_xlfn.XLOOKUP(Table54[[#This Row],[Ice Type]],Table55[CA Label],Table55[TX TRM],\"\")","v":"Batch"}]
[null,"Manitowoc","SC-A","CNF0201A-161","Continuous",222,6.69,100,541489," 9/15/2021",{"$f":"_xlfn.XLOOKUP(Table54[[#This Row],[Machine Type]],Table55[CA Label],Table55[TX TRM],\"\")","v":"Self Contained Unit"},{"$f":"_xlfn.XLOOKUP(Table54[[#This Row],[Ice Type]],Table55[CA Label],Table55[TX TRM],\"\")","v":"Continuous"}]
[null,"Marvel","SC-A","MLNP115-IS01A","Continuous",90,10,70,541487," 9/15/2021",{"$f":"_xlfn.XLOOKUP(Table54[[#This Row],[Machine Type]],Table55[CA Label],Table55[TX TRM],\"\")","v":"Self Contained Unit"},{"$f":"_xlfn.XLOOKUP(Table54[[#This Row],[Ice Type]],Table55[CA Label],Table55[TX TRM],\"\")","v":"Continuous"}]
[null,"Omcan Inc","IMH-A","IC-CN-0529","Cube",460,4.7,100,541491," 9/15/2021",{"$f":"_xlfn.XLOOKUP(Table54[[#This Row],[Machine Type]],Table55[CA Label],Table55[TX TRM],\"\")","v":"Ice Making Head"},{"$f":"_xlfn.XLOOKUP(Table54[[#This Row],[Ice Type]],Table55[CA Label],Table55[TX TRM],\"\")","v":"Batch"}]
[null,"Scotsman","RCU-A","C0630MR-32E*ERC311-32E","Cube",540,5.35,250,541494," 9/15/2021",{"$f":"_xlfn.XLOOKUP(Table54[[#This Row],[Machine Type]],Table55[CA Label],Table55[TX TRM],\"\")","v":"Remote Condensing Unit"},{"$f":"_xlfn.XLOOKUP(Table54[[#This Row],[Ice Type]],Table55[CA Label],Table55[TX TRM],\"\")","v":"Batch"}]
[null,"U-line","SC-A","UANB115-SS01A","Continuous",90,10,70,541487," 9/15/2021",{"$f":"_xlfn.XLOOKUP(Table54[[#This Row],[Machine Type]],Table55[CA Label],Table55[TX TRM],\"\")","v":"Self Contained Unit"},{"$f":"_xlfn.XLOOKUP(Table54[[#This Row],[Ice Type]],Table55[CA Label],Table55[TX TRM],\"\")","v":"Continuous"}]
[null,"Vremi","SC-A","VRM050692N","Cube",76,7.14,70,541487," 9/15/2021",{"$f":"_xlfn.XLOOKUP(Table54[[#This Row],[Machine Type]],Table55[CA Label],Table55[TX TRM],\"\")","v":"Self Contained Unit"},{"$f":"_xlfn.XLOOKUP(Table54[[#This Row],[Ice Type]],Table55[CA Label],Table55[TX TRM],\"\")","v":"Batch"}]

{"sheet":"Convection_Ovens_CA","index":22,"n_rows":37,"n_cols":21,"rows_kept":37,"cut":false,"hidden":true,"merged":[]}
[null,"Qualified Convection Ovens",null,null,null,null,null,null,null,null,"Updated "," 9/15/2021"]
[null,"Qualifying models must be listed in the California Energy Commission database. Gas ovens must meet ENERGY STAR specifications and have a tested "]
[null,"heavy load potato cooking energy efficiency of 46% or more, utilizing ASTM Standard F1496. Full-size (≤ 5 pans) gas ovens must have an idle rate of "]
[null,"12,000 Btu/h or less."]
[null,"Electric ovens must meet ENERGY STAR specifications and have a tested heavy load potato cooking energy efficiency of 71% or more, utilizing ASTM "]
[null,"Standard F1496. Full-size ≤ 5 pans electric ovens must have an idle rate of 1.6 kW or less. "]
[null,"NOTE: Program criteria are subject to change."]
[null,"brand_name","model_number",null,null,"fuel_type",null,null,null,null,null,null,null,null,null,"input_rate_kw","input_rate_btu_h","electric_oven_convection_mode_idle_energy_rate_kw","gas_oven_convection_mode_idle_energy_rate_btu_h"]
[null,"Company","Model Number","Oven\nSize","Test Pan\nCapacity","Fuel\nType","Rated Energy\nInput Rate\n(Btu or kWh)","Preheat\nEnergy\n(Btu or kWh)","Idle Energy Rate\n(Btu/h or kW)","Energy\nEfficiency\n(%)","Production\nCapacity\n(lbs/h)","Fan/Control\nEnergy\n(kW)","Rebate\n(per cavity)","Measure\nCode","Date Updated","input_rate_kw","input_rate_btu_h","electric_oven_convection_mode_idle_energy_rate_kw","gas_oven_convection_mode_idle_energy_rate_btu_h","electric_oven_convection_mode_cooking_energy_efficiency","gas_oven_convection_mode_cooking_energy_efficiency"]
[null,"American Range","M-1","Full",5,"Gas",90000,14164,10842,0.46,101,0.75,700,530535,"2021-09-15",{"$f":"IF(Table56[[#This Row],[Fuel\nType]]=\"Electric\",Table56[[#This Row],[Rated Energy\nInput Rate\n(Btu or kWh)]],\"\")","v":""},{"$f":"IF(Table56[[#This Row],[input_rate_kw]]=\"\",Table56[[#This Row],[Rated Energy\nInput Rate\n(Btu or kWh)]],\"\")","v":90000},{"$f":"IF(Table56[[#This Row],[Fuel\nType]]=\"Electric\",Table56[[#This Row],[Idle Energy Rate\n(Btu/h or kW)]],\"\")","v":""},{"$f":"IF(Table56[[#This Row],[input_rate_kw]]=\"\",Table56[[#This Row],[Idle Energy Rate\n(Btu/h or kW)]],\"\")","v":10842}]
[null,"Atosa","ATCO-513B","Full",5,"Gas",46000,9395,11145,0.54,82,0.46,700,530535,"2021-09-15",{"$f":"IF(Table56[[#This Row],[Fuel\nType]]=\"Electric\",Table56[[#This Row],[Rated Energy\nInput Rate\n(Btu or kWh)]],\"\")","v":""},{"$f":"IF(Table56[[#This Row],[input_rate_kw]]=\"\",Table56[[#This Row],[Rated Energy\nInput Rate\n(Btu or kWh)]],\"\")","v":46000},{"$f":"IF(Table56[[#This Row],[Fuel\nType]]=\"Electric\",Table56[[#This Row],[Idle Energy Rate\n(Btu/h or kW)]],\"\")","v":""},{"$f":"IF(Table56[[#This Row],[input_rate_kw]]=\"\",Table56[[#This Row],[Idle Energy Rate\n(Btu/h or kW)]],\"\")","v":11145}]
[null,"Bakers Pride","BCO-G*","Full",5,"Gas",60000,9050,9253,0.48,86,0.36,700,530535,"2021-09-15",{"$f":"IF(Table56[[#This Row],[Fuel\nType]]=\"Electric\",Table56[[#This Row],[Rated Energy\nInput Rate\n(Btu or kWh)]],\"\")","v":""},{"$f":"IF(Table56[[#This Row],[input_rate_kw]]=\"\",Table56[[#This Row],[Rated Energy\nInput Rate\n(Btu or kWh)]],\"\")","v":60000},{"$f":"IF(Table56[[#This Row],[Fuel\nType]]=\"Electric\",Table56[[#This Row],[Idle Energy Rate\n(Btu/h or kW)]],\"\")","v":""},{"$f":"IF(Table56[[#This Row],[input_rate_kw]]=\"\",Table56[[#This Row],[Idle Energy Rate\n(Btu/h or kW)]],\"\")","v":9253}]
[null,"BKI","COB-G*","Full",5,"Gas",60000,9050,9253,0.48,86,0.36,700,530535,"2021-09-15",{"$f":"IF(Table56[[#This Row],[Fuel\nType]]=\"Electric\",Table56[[#This Row],[Rated Energy\nInput Rate\n(Btu or kWh)]],\"\")","v":""},{"$f":"IF(Table56[[#This Row],[input_rate_kw]]=\"\",Table56[[#This Row],[Rated Energy\nInput Rate\n(Btu or kWh)]],\"\")","v":60000},{"$f":"IF(Table56[[#This Row],[Fuel\nType]]=\"Electric\",Table56[[#This Row],[Idle Energy Rate\n(Btu/h or kW)]],\"\")","v":""},{"$f":"IF(Table56[[#This Row],[input_rate_kw]]=\"\",Table56[[#This Row],[Idle Energy Rate\n(Btu/h or kW)]],\"\")","v":9253}]
[null,"Blodgett","BDO-100G-ES","Full",5,"Gas",45000,8582,7179,0.53,90,0.68,700,530535,"2021-09-15",{"$f":"IF(Table56[[#This Row],[Fuel\nType]]=\"Electric\",Table56[[#This Row],[Rated Energy\nInput Rate\n(Btu or kWh)]],\"\")","v":""},{"$f":"IF(Table56[[#This Row],[input_rate_kw]]=\"\",Table56[[#This Row],[Rated Energy\nInput Rate\n(Btu or kWh)]],\"\")","v":45000},{"$f":"IF(Table56[[#This Row],[Fuel\nType]]=\"Electric\",Table56[[#This Row],[Idle Energy Rate\n(Btu/h or kW)]],\"\")","v":""},{"$f":"IF(Table56[[#This Row],[input_rate_kw]]=\"\",Table56[[#This Row],[Idle Energy Rate\n(Btu/h or kW)]],\"\")","v":7179}]
[null,"Blue Seal","G32D5","Full",5,"Gas",34500,5930,12000,0.49,61,0.13,700,530535,"2021-09-15",{"$f":"IF(Table56[[#This Row],[Fuel\nType]]=\"Electric\",Table56[[#This Row],[Rated Energy\nInput Rate\n(Btu or kWh)]],\"\")","v":""},{"$f":"IF(Table56[[#This Row],[input_rate_kw]]=\"\",Table56[[#This Row],[Rated Energy\nInput Rate\n(Btu or kWh)]],\"\")","v":34500},{"$f":"IF(Table56[[#This Row],[Fuel\nType]]=\"Electric\",Table56[[#This Row],[Idle Energy Rate\n(Btu/h or kW)]],\"\")","v":""},{"$f":"IF(Table56[[#This Row],[input_rate_kw]]=\"\",Table56[[#This Row],[Idle Energy Rate\n(Btu/h or kW)]],\"\")","v":12000}]
[null,"Duke Manufacturing","613Q-G1V","Full",5,"Gas",40000,9900,10000,0.56000000000000005,93,0.47,700,530535,"2021-09-15",{"$f":"IF(Table56[[#This Row],[Fuel\nType]]=\"Electric\",Table56[[#This Row],[Rated Energy\nInput Rate\n(Btu or kWh)]],\"\")","v":""},{"$f":"IF(Table56[[#This Row],[input_rate_kw]]=\"\",Table56[[#This Row],[Rated Energy\nInput Rate\n(Btu or kWh)]],\"\")","v":40000},{"$f":"IF(Table56[[#This Row],[Fuel\nType]]=\"Electric\",Table56[[#This Row],[Idle Energy Rate\n(Btu/h or kW)]],\"\")","v":""},{"$f":"IF(Table56[[#This Row],[input_rate_kw]]=\"\",Table56[[#This Row],[Idle Energy Rate\n(Btu/h or kW)]],\"\")","v":10000}]
[null,"Garland","MCO-GS-10 ESS","Full",5,"Gas",60000,13400,12000,0.48,103,0.74,700,530535,"2021-09-15",{"$f":"IF(Table56[[#This Row],[Fuel\nType]]=\"Electric\",Table56[[#This Row],[Rated Energy\nInput Rate\n(Btu or kWh)]],\"\")","v":""},{"$f":"IF(Table56[[#This Row],[input_rate_kw]]=\"\",Table56[[#This Row],[Rated Energy\nInput Rate\n(Btu or kWh)]],\"\")","v":60000},{"$f":"IF(Table56[[#This Row],[Fuel\nType]]=\"Electric\",Table56[[#This Row],[Idle Energy Rate\n(Btu/h or kW)]],\"\")","v":""},{"$f":"IF(Table56[[#This Row],[input_rate_kw]]=\"\",Table56[[#This Row],[Idle Energy Rate\n(Btu/h or kW)]],\"\")","v":12000}]
[null,"Hobart","HGC5-****","Full",5,"Gas",44000,9800,11850,0.48,80,0.53,700,530535,"2021-09-15",{"$f":"IF(Table56[[#This Row],[Fuel\nType]]=\"Electric\",Table56[[#This Row],[Rated Energy\nInput Rate\n(Btu or kWh)]],\"\")","v":""},{"$f":"IF(Table56[[#This Row],[input_rate_kw]]=\"\",Table56[[#This Row],[Rated Energy\nInput Rate\n(Btu or kWh)]],\"\")","v":44000},{"$f":"IF(Table56[[#This Row],[Fuel\nType]]=\"Electric\",Table56[[#This Row],[Idle Energy Rate\n(Btu/h or kW)]],\"\")","v":""},{"$f":"IF(Table56[[#This Row],[input_rate_kw]]=\"\",Table56[[#This Row],[Idle Energy Rate\n(Btu/h or kW)]],\"\")","v":11850}]
[null,"Imperial","ICVG-1","Full",5,"Gas",70000,12804,9716,0.47,103,0.3,700,530535,"2021-09-15",{"$f":"IF(Table56[[#This Row],[Fuel\nType]]=\"Electric\",Table56[[#This Row],[Rated Energy\nInput Rate\n(Btu or kWh)]],\"\")","v":""},{"$f":"IF(Table56[[#This Row],[input_rate_kw]]=\"\",Table56[[#This Row],[Rated Energy\nInput Rate\n(Btu or kWh)]],\"\")","v":70000},{"$f":"IF(Table56[[#This Row],[Fuel\nType]]=\"Electric\",Table56[[#This Row],[Idle Energy Rate\n(Btu/h or kW)]],\"\")","v":""},{"$f":"IF(Table56[[#This Row],[input_rate_kw]]=\"\",Table56[[#This Row],[Idle Energy Rate\n(Btu/h or kW)]],\"\")","v":9716}]
[null,"Imperial ","ICVG-2","Full",5,"Gas",70000,12804,9716,0.47,103,0.3,700,530535,"2021-09-15",{"$f":"IF(Table56[[#This Row],[Fuel\nType]]=\"Electric\",Table56[[#This Row],[Rated Energy\nInput Rate\n(Btu or kWh)]],\"\")","v":""},{"$f":"IF(Table56[[#This Row],[input_rate_kw]]=\"\",Table56[[#This Row],[Rated Energy\nInput Rate\n(Btu or kWh)]],\"\")","v":70000},{"$f":"IF(Table56[[#This Row],[Fuel\nType]]=\"Electric\",Table56[[#This Row],[Idle Energy Rate\n(Btu/h or kW)]],\"\")","v":""},{"$f":"IF(Table56[[#This Row],[input_rate_kw]]=\"\",Table56[[#This Row],[Idle Energy Rate\n(Btu/h or kW)]],\"\")","v":9716}]
[null,"Lang","GCSF","Full",5,"Gas",60000,12085,9293,0.46,99,0.4,700,530535,"2021-09-15",{"$f":"IF(Table56[[#This Row],[Fuel\nType]]=\"Electric\",Table56[[#This Row],[Rated Energy\nInput Rate\n(Btu or kWh)]],\"\")","v":""},{"$f":"IF(Table56[[#This Row],[input_rate_kw]]=\"\",Table56[[#This Row],[Rated Energy\nInput Rate\n(Btu or kWh)]],\"\")","v":60000},{"$f":"IF(Table56[[#This Row],[Fuel\nType]]=\"Electric\",Table56[[#This Row],[Idle Energy Rate\n(Btu/h or kW)]],\"\")","v":""},{"$f":"IF(Table56[[#This Row],[input_rate_kw]]=\"\",Table56[[#This Row],[Idle Energy Rate\n(Btu/h or kW)]],\"\")","v":9293}]
[null,"Moffat","G32D5","Full",5,"Gas",34500,5930,12000,0.49,61,0.13,700,530535,"2021-09-15",{"$f":"IF(Table56[[#This Row],[Fuel\nType]]=\"Electric\",Table56[[#This Row],[Rated Energy\nInput Rate\n(Btu or kWh)]],\"\")","v":""},{"$f":"IF(Table56[[#This Row],[input_rate_kw]]=\"\",Table56[[#This Row],[Rated Energy\nInput Rate\n(Btu or kWh)]],\"\")","v":34500},{"$f":"IF(Table56[[#This Row],[Fuel\nType]]=\"Electric\",Table56[[#This Row],[Idle Energy Rate\n(Btu/h or kW)]],\"\")","v":""},{"$f":"IF(Table56[[#This Row],[input_rate_kw]]=\"\",Table56[[#This Row],[Idle Energy Rate\n(Btu/h or kW)]],\"\")","v":12000}]
[null,"Montague","HX-63A*","Full",5,"Gas",63000,13244,9864,0.49,97,0.63,700,530535,"2021-09-15",{"$f":"IF(Table56[[#This Row],[Fuel\nType]]=\"Electric\",Table56[[#This Row],[Rated Energy\nInput Rate\n(Btu or kWh)]],\"\")","v":""},{"$f":"IF(Table56[[#This Row],[input_rate_kw]]=\"\",Table56[[#This Row],[Rated Energy\nInput Rate\n(Btu or kWh)]],\"\")","v":63000},{"$f":"IF(Table56[[#This Row],[Fuel\nType]]=\"Electric\",Table56[[#This Row],[Idle Energy Rate\n(Btu/h or kW)]],\"\")","v":""},{"$f":"IF(Table56[[#This Row],[input_rate_kw]]=\"\",Table56[[#This Row],[Idle Energy Rate\n(Btu/h or kW)]],\"\")","v":9864}]
[null,"Revent","ONE39G","Full",8,"Gas",85000,12461,3516,0.69,127,0.61,700,530535,"2021-09-15",{"$f":"IF(Table56[[#This Row],[Fuel\nType]]=\"Electric\",Table56[[#This Row],[Rated Energy\nInput Rate\n(Btu or kWh)]],\"\")","v":""},{"$f":"IF(Table56[[#This Row],[input_rate_kw]]=\"\",Table56[[#This Row],[Rated Energy\nInput Rate\n(Btu or kWh)]],\"\")","v":85000},{"$f":"IF(Table56[[#This Row],[Fuel\nType]]=\"Electric\",Table56[[#This Row],[Idle Energy Rate\n(Btu/h or kW)]],\"\")","v":""},{"$f":"IF(Table56[[#This Row],[input_rate_kw]]=\"\",Table56[[#This Row],[Idle Energy Rate\n(Btu/h or kW)]],\"\")","v":3516}]
[null,"Royal","RCOS-1","Full",5,"Gas",70000,12465,8866,0.55000000000000004,95,0.47,700,530535,"2021-09-15",{"$f":"IF(Table56[[#This Row],[Fuel\nType]]=\"Electric\",Table56[[#This Row],[Rated Energy\nInput Rate\n(Btu or kWh)]],\"\")","v":""},{"$f":"IF(Table56[[#This Row],[input_rate_kw]]=\"\",Table56[[#This Row],[Rated Energy\nInput Rate\n(Btu or kWh)]],\"\")","v":70000},{"$f":"IF(Table56[[#This Row],[Fuel\nType]]=\"Electric\",Table56[[#This Row],[Idle Energy Rate\n(Btu/h or kW)]],\"\")","v":""},{"$f":"IF(Table56[[#This Row],[input_rate_kw]]=\"\",Table56[[#This Row],[Idle Energy Rate\n(Btu/h or kW)]],\"\")","v":8866}]
[null,"Southbend","BGS/13CCH","Full",5,"Gas",40000,10389,6798,0.51,78,0.41,700,530535,"2021-09-15",{"$f":"IF(Table56[[#This Row],[Fuel\nType]]=\"Electric\",Table56[[#This Row],[Rated Energy\nInput Rate\n(Btu or kWh)]],\"\")","v":""},{"$f":"IF(Table56[[#This Row],[input_rate_kw]]=\"\",Table56[[#This Row],[Rated Energy\nInput Rate\n(Btu or kWh)]],\"\")","v":40000},{"$f":"IF(Table56[[#This Row],[Fuel\nType]]=\"Electric\",Table56[[#This Row],[Idle Energy Rate\n(Btu/h or kW)]],\"\")","v":""},{"$f":"IF(Table56[[#This Row],[input_rate_kw]]=\"\",Table56[[#This Row],[Idle Energy Rate\n(Btu/h or kW)]],\"\")","v":6798}]
[null,"Superior","GDCO-G*","Full",5,"Gas",60000,9050,9253,0.48,86,0.36,700,530535,"2021-09-15",{"$f":"IF(Table56[[#This Row],[Fuel\nType]]=\"Electric\",Table56[[#This Row],[Rated Energy\nInput Rate\n(Btu or kWh)]],\"\")","v":""},{"$f":"IF(Table56[[#This Row],[input_rate_kw]]=\"\",Table56[[#This Row],[Rated Energy\nInput Rate\n(Btu or kWh)]],\"\")","v":60000},{"$f":"IF(Table56[[#This Row],[Fuel\nType]]=\"Electric\",Table56[[#This Row],[Idle Energy Rate\n(Btu/h or kW)]],\"\")","v":""},{"$f":"IF(Table56[[#This Row],[input_rate_kw]]=\"\",Table56[[#This Row],[Idle Energy Rate\n(Btu/h or kW)]],\"\")","v":9253}]
[null,"Tri-Star","TSCO-G*","Full",5,"Gas",60000,9050,9253,0.48,86,0.36,700,530535,"2021-09-15",{"$f":"IF(Table56[[#This Row],[Fuel\nType]]=\"Electric\",Table56[[#This Row],[Rated Energy\nInput Rate\n(Btu or kWh)]],\"\")","v":""},{"$f":"IF(Table56[[#This Row],[input_rate_kw]]=\"\",Table56[[#This Row],[Rated Energy\nInput Rate\n(Btu or kWh)]],\"\")","v":60000},{"$f":"IF(Table56[[#This Row],[Fuel\nType]]=\"Electric\",Table56[[#This Row],[Idle Energy Rate\n(Btu/h or kW)]],\"\")","v":""},{"$f":"IF(Table56[[#This Row],[input_rate_kw]]=\"\",Table56[[#This Row],[Idle Energy Rate\n(Btu/h or kW)]],\"\")","v":9253}]
[null,"Vulcan","SG4*","Full",5,"Gas",60000,11270,11360,0.5,89,0.53,700,530535,"2021-09-15",{"$f":"IF(Table56[[#This Row],[Fuel\nType]]=\"Electric\",Table56[[#This Row],[Rated Energy\nInput Rate\n(Btu or kWh)]],\"\")","v":""},{"$f":"IF(Table56[[#This Row],[input_rate_kw]]=\"\",Table56[[#This Row],[Rated Energy\nInput Rate\n(Btu or kWh)]],\"\")","v":60000},{"$f":"IF(Table56[[#This Row],[Fuel\nType]]=\"Electric\",Table56[[#This Row],[Idle Energy Rate\n(Btu/h or kW)]],\"\")","v":""},{"$f":"IF(Table56[[#This Row],[input_rate_kw]]=\"\",Table56[[#This Row],[Idle Energy Rate\n(Btu/h or kW)]],\"\")","v":11360}]
[null,"Wolf","WKGD","Full",5,"Gas",44000,9800,11850,0.48,80,0.53,700,530535,"2021-09-15",{"$f":"IF(Table56[[#This Row],[Fuel\nType]]=\"Electric\",Table56[[#This Row],[Rated Energy\nInput Rate\n(Btu or kWh)]],\"\")","v":""},{"$f":"IF(Table56[[#This Row],[input_rate_kw]]=\"\",Table56[[#This Row],[Rated Energy\nInput Rate\n(Btu or kWh)]],\"\")","v":44000},{"$f":"IF(Table56[[#This Row],[Fuel\nType]]=\"Electric\",Table56[[#This Row],[Idle Energy Rate\n(Btu/h or kW)]],\"\")","v":""},{"$f":"IF(Table56[[#This Row],[input_rate_kw]]=\"\",Table56[[#This Row],[Idle Energy Rate\n(Btu/h or kW)]],\"\")","v":11850}]
[null,"APW Wyott","BCO-E","Full",5,"Electric",10.7,1.36,1.5,0.74,102,"-",750,541467,"2021-09-15",{"$f":"IF(Table56[[#This Row],[Fuel\nType]]=\"Electric\",Table56[[#This Row],[Rated Energy\nInput Rate\n(Btu or kWh)]],\"\")","v":10.7},{"$f":"IF(Table56[[#This Row],[input_rate_kw]]=\"\",Table56[[#This Row],[Rated Energy\nInput Rate\n(Btu or kWh)]],\"\")","v":""},{"$f":"IF(Table56[[#This Row],[Fuel\nType]]=\"Electric\",Table56[[#This Row],[Idle Energy Rate\n(Btu/h or kW)]],\"\")","v":1.5},{"$f":"IF(Table56[[#This Row],[input_rate_kw]]=\"\",Table56[[#This Row],[Idle Energy Rate\n(Btu/h or kW)]],\"\")","v":""}]
[null,"Bizerba","BBO-8L","Full",8,"Electric",15,1.29,1.9,0.81,168,"-",750,541467,"2021-09-15",{"$f":"IF(Table56[[#This Row],[Fuel\nType]]=\"Electric\",Table56[[#This Row],[Rated Energy\nInput Rate\n(Btu or kWh)]],\"\")","v":15},{"$f":"IF(Table56[[#This Row],[input_rate_kw]]=\"\",Table56[[#This Row],[Rated Energy\nInput Rate\n(Btu or kWh)]],\"\")","v":""},{"$f":"IF(Table56[[#This Row],[Fuel\nType]]=\"Electric\",Table56[[#This Row],[Idle Energy Rate\n(Btu/h or kW)]],\"\")","v":1.9},{"$f":"IF(Table56[[#This Row],[input_rate_kw]]=\"\",Table56[[#This Row],[Idle Energy Rate\n(Btu/h or kW)]],\"\")","v":""}]
[null,"Cadco","XAFT-04FS-**","Full",4,"Electric",7.6,0.59,1,0.72,74,"-",750,541467,"2021-09-15",{"$f":"IF(Table56[[#This Row],[Fuel\nType]]=\"Electric\",Table56[[#This Row],[Rated Energy\nInput Rate\n(Btu or kWh)]],\"\")","v":7.6},{"$f":"IF(Table56[[#This Row],[input_rate_kw]]=\"\",Table56[[#This Row],[Rated Energy\nInput Rate\n(Btu or kWh)]],\"\")","v":""},{"$f":"IF(Table56[[#This Row],[Fuel\nType]]=\"Electric\",Table56[[#This Row],[Idle Energy Rate\n(Btu/h or kW)]],\"\")","v":1},{"$f":"IF(Table56[[#This Row],[input_rate_kw]]=\"\",Table56[[#This Row],[Idle Energy Rate\n(Btu/h or kW)]],\"\")","v":""}]
[null,"CPG","CPG-DCO-E","Full",5,"Electric",10.7,1.36,1.5,0.74,102,"-",750,541467,"2021-09-15",{"$f":"IF(Table56[[#This Row],[Fuel\nType]]=\"Electric\",Table56[[#This Row],[Rated Energy\nInput Rate\n(Btu or kWh)]],\"\")","v":10.7},{"$f":"IF(Table56[[#This Row],[input_rate_kw]]=\"\",Table56[[#This Row],[Rated Energy\nInput Rate\n(Btu or kWh)]],\"\")","v":""},{"$f":"IF(Table56[[#This Row],[Fuel\nType]]=\"Electric\",Table56[[#This Row],[Idle Energy Rate\n(Btu/h or kW)]],\"\")","v":1.5},{"$f":"IF(Table56[[#This Row],[input_rate_kw]]=\"\",Table56[[#This Row],[Idle Energy Rate\n(Btu/h or kW)]],\"\")","v":""}]
[null,"Mono Equipment","BX-DD / FG189","Full",3,"Electric",7.5,0.75,1,0.76,59,"-",750,541467,"2021-09-15",{"$f":"IF(Table56[[#This Row],[Fuel\nType]]=\"Electric\",Table56[[#This Row],[Rated Energy\nInput Rate\n(Btu or kWh)]],\"\")","v":7.5},{"$f":"IF(Table56[[#This Row],[input_rate_kw]]=\"\",Table56[[#This Row],[Rated Energy\nInput Rate\n(Btu or kWh)]],\"\")","v":""},{"$f":"IF(Table56[[#This Row],[Fuel\nType]]=\"Electric\",Table56[[#This Row],[Idle Energy Rate\n(Btu/h or kW)]],\"\")","v":1},{"$f":"IF(Table56[[#This Row],[input_rate_kw]]=\"\",Table56[[#This Row],[Idle Energy Rate\n(Btu/h or kW)]],\"\")","v":""}]
[null,"Nu-Vu","X5","Full",5,"Electric",6.2,0.63,1.4,0.76,104,"-",750,541467,"2021-09-15",{"$f":"IF(Table56[[#This Row],[Fuel\nType]]=\"Electric\",Table56[[#This Row],[Rated Energy\nInput Rate\n(Btu or kWh)]],\"\")","v":6.2},{"$f":"IF(Table56[[#This Row],[input_rate_kw]]=\"\",Table56[[#This Row],[Rated Energy\nInput Rate\n(Btu or kWh)]],\"\")","v":""},{"$f":"IF(Table56[[#This Row],[Fuel\nType]]=\"Electric\",Table56[[#This Row],[Idle Energy Rate\n(Btu/h or kW)]],\"\")","v":1.4},{"$f":"IF(Table56[[#This Row],[input_rate_kw]]=\"\",Table56[[#This Row],[Idle Energy Rate\n(Btu/h or kW)]],\"\")","v":""}]
[null,"Short Order","SO-DCO-E","Full",5,"Electric",10.7,1.36,1.5,0.74,102,"-",750,541467,"2021-09-15",{"$f":"IF(Table56[[#This Row],[Fuel\nType]]=\"Electric\",Table56[[#This Row],[Rated Energy\nInput Rate\n(Btu or kWh)]],\"\")","v":10.7},{"$f":"IF(Table56[[#This Row],[input_rate_kw]]=\"\",Table56[[#This Row],[Rated Energy\nInput Rate\n(Btu or kWh)]],\"\")","v":""},{"$f":"IF(Table56[[#This Row],[Fuel\nType]]=\"Electric\",Table56[[#This Row],[Idle Energy Rate\n(Btu/h or kW)]],\"\")","v":1.5},{"$f":"IF(Table56[[#This Row],[input_rate_kw]]=\"\",Table56[[#This Row],[Idle Energy Rate\n(Btu/h or kW)]],\"\")","v":""}]

{"sheet":"Combination_Ovens_CA","index":23,"n_rows":89,"n_cols":16,"rows_kept":89,"cut":false,"hidden":true,"merged":[[5,6,5,9],[5,10,5,13]]}
[null,"Qualified Combination Ovens",null,null,null,null,null,null,null,null,null,"Updated "," 9/15/2021"]
[null,"Qualifying gas combination oven/steamer models must have a tested steam mode cooking-energy efficiency of ≥ 38% and convection mode cooking energy efficiency of"]
[null,"≥ 44% utilizing ASTM F2861, and meet the idle rate requirements in Table 1. Qualifying electric combination oven/steamer models must have a tested steam mode"]
[null,"cooking energy efficiency of ≥ 50% and convection mode cooking energy efficiency of ≥ 70% utilizing ASTM F2861, and meet the idle rate requirements in Table 1."]
[null,"NOTE: Program criteria are subject to change."]
[null,null,null,null,null,null,"Convection Mode",null,null,null,"Steam Mode"]
[null,"Company","Model\nNumber","Size\n(Steam Pans)","Fuel\nType","Preheat\nEnergy\n(Btu or kWh)","Idle Rate\n(Btu/h or kW)","Energy\nEfficiency\n(%)","Production\nCapacity\n(lbs/h)","Cooking\nWater Use\n(gph)","Idle Rate\n(Btu/h or kW)","Energy\nEfficiency\n(%)","Production\nCapacity\n(lbs/h)","Cooking\nWater Use\n(gph)","Rebate\n(per cavity)","Measure\nCode"]
[null,"Alto-Shaam ","CTC7-20G",16,"Gas",6773,5517,0.6,173,1.3,1654,0.52,161,0.9,2000,540250]
[null,"Alto-Shaam ","CTP20-20G",40,"Gas",16117,12193,0.63,402,0.4,2537,0.5,325,9.1,3000,540249]
[null,"Alto-Shaam ","CTP7-20G",14,"Gas",6767,5950,0.59,142,10.6,5456,0.47,250,12.2,1500,530538]
[null,"Angelo Po","FX122G3**",24,"Gas",9304,7693,0.63,216,1.8,8696,0.55000000000000004,223,2.6,2000,540250]
[null,"Angelo Po","FX202G3**",40,"Gas",21330,11087,0.63,369,2.5,13236,0.59,501,5.8,3000,540249]
[null,"Angelo Po","FX82G3**",16,"Gas",7387,6550,0.6,145,2,7334,0.54,191,3.7,2000,540250]
[null,"Blodgett","BLC*-102G",20,"Gas",7042,6717,0.6,181,0,17254,0.42,148,19.100000000000001,2000,540250]
[null,"Blodgett","BLC*-62G",10,"Gas",6621,4212,0.59,114,0,13431,0.5,144,10,1500,530538]
[null,"Convotherm","C4e* 10.20GS",22,"Gas",7559,7127,0.63,227,0,7066,0.57999999999999996,299,1.7,2000,540250]
[null,"Convotherm","C4e* 20.20GB",40,"Gas",13996,10270,0.61,391,3.3,11927,0.48,352,9.6,3000,540249]
[null,"Convotherm","C4e* 6.20GB",14,"Gas",5187,5438,0.62,132,0,7439,0.51,167,4.3,1500,530538]
[null,"Convotherm","C4e* 6.20GS",14,"Gas",4977,5101,0.62,141,0,5003,0.57999999999999996,204,2.5,1500,530538]
[null,"Electrolux","Air-O-Convect AOS062GCP1 ",12,"Gas",4356,7175,0.55000000000000004,132,0,11752,0.48,160,2.9,1500,530538]
[null,"Electrolux","COG61C30",6,"Gas",2830,3173,0.57999999999999996,66,0,6819,0.5,122,3.4,1500,530538]
[null,"Eloma","Genius *T10-11",10,"Gas",5396,8000,0.6,103,0,13317,0.51,189,4.2,1500,530538]
[null,"Eloma","Genius *T6-11",6,"Gas",3763,5077,0.56999999999999995,66,0,9515,0.48,119,2.9,1500,530538]
[null,"Giorik","SETG102W",20,"Gas",10670,6706,0.64,168,"-",5324,0.45,170,"-",2000,540250]
[null,"Henny Penny","FPG115",10,"Gas",4960,3755,0.61,104,0,8081,0.53,168,9.1999999999999993,1500,530538]
[null,"Henny Penny","GCC615",6,"Gas",3655,4481,0.52,60,0,7455,0.44,78,7.3,1500,530538]
[null,"Henny Penny","GSC115",10,"Gas",5234,5531,0.56999999999999995,90,0,8467,0.46,140,6.1,1500,530538]
[null,"Lainox","NAGB071",7,"Gas",3750,4650,0.56000000000000005,63,2.6,7531,0.43,107,4.7,1500,530538]
[null,"Lainox","NAGB072",14,"Gas",6538,5932,0.56000000000000005,135,3.8,7224,0.46,211,6.2,1500,530538]
[null,"Lainox","NAGB101",10,"Gas",5440,5387,0.57999999999999996,95,0,6748,0.44,158,8.3000000000000007,1500,530538]
[null,"Lainox","NAGB201",20,"Gas",10516,7784,0.6,220,12.9,6119,0.44,297,12.3,2000,540250]
[null,"Lainox","NAGB202",40,"Gas",13709,10921,0.61,403,13.4,8683,0.55000000000000004,526,12.3,3000,540249]
[null,"Lainox","NAGV071",7,"Gas",3750,4650,0.56999999999999995,64,2.2999999999999998,4861,0.5,93,1,1500,530538]
[null,"Lainox","NAGV072",14,"Gas",6538,5932,0.56000000000000005,135,3.8,7556,0.5,156,3.5,1500,530538]
[null,"Lainox","NAGV101",10,"Gas",5440,5387,0.59,95,0,6421,0.46,107,6,1500,530538]
[null,"Lainox","NAGV201",20,"Gas",10516,7784,0.6,220,12.9,7833,0.54,285,8.3000000000000007,2000,540250]
[null,"Lainox","NAGV202",40,"Gas",13709,10921,0.61,403,13.4,11729,0.56000000000000005,421,3.1,3000,540249]
[null,"RATIONAL","ICP 10-FULL NG (LM100EG)\nCE1GRRA.*******",20,"Gas",6729,5140,0.59,215,16.8,6653,0.54,394,12.7,2000,540250]
[null,"RATIONAL","ICP 10-HALF NG (LM100DG)\nCD1GRRA.*******",10,"Gas",4438,3833,0.62,112,10.199999999999999,7741,0.5,195,13.7,1500,530538]
[null,"RATIONAL","ICP 20-FULL NG (LM100GG)\nCG1GRRA.*******",40,"Gas",14615,8819,0.62,414,0.1,7813,0.57999999999999996,668,20.2,3000,540249]
[null,"RATIONAL","ICP 20-HALF NG (LM100FG)\nCF1GRRA.*******",20,"Gas",6681,6130,0.63,213,0,8112,0.52,407,12,2000,540250]
[null,"RATIONAL","ICP 6-FULL NG (LM100CG)\nCC1GRRA.*******",12,"Gas",4823,4144,0.63,131,1.9,5347,0.48,210,18.5,1500,530538]
[null,"RATIONAL","ICP 6-HALF NG (LM100BG)\nCB1GRRA.*******",6,"Gas",2830,3061,0.62,63,0,3960,0.5,119,2.2000000000000002,1500,530538]
[null,"UNOX","XAVC-06-FS-GP*",12,"Gas",5911,4918,0.6,117,0,8506,0.48,181,4.7,1500,530538]
[null,"UNOX","XAVC-10FS-GP*",20,"Gas",7975,4051,0.63,189,0,4765,0.49,260,12.7,2000,540250]
[null,"Alto-Shaam ","CTP7-20E",14,"Electric",1.26,1.51,0.8,140,0.8,1.18,0.59,171,1.5,1500,541460]
[null,"Angelo Po","FX122E3**",24,"Electric",0.98,2.12,0.82,227,1.6,3.1,0.68,290,3.4,2000,541462]
[null,"Angelo Po","FX202E3**",40,"Electric",3.75,3.34,0.82,431,1.2,5.43,0.67,524,5.3,3000,541461]
[null,"Angelo Po","FX82E3**",16,"Electric",1.32,1.69,0.8,149,1.2,2.57,0.66,186,2.8,2000,541462]
[null,"Blodgett","BLC*-10E",6,"Electric",0.54,0.74,0.78,62,0,1.59,0.66,100,4.5,1500,541460]
[null,"Blodgett","BLC*-6E",4,"Electric",0.46,0.68,0.73,44,0,1.23,0.61,66,5.0999999999999996,1500,541460]
[null,"Convotherm","C4e* 10.10ES",10,"Electric",0.97,1.19,0.78,104,0,0.71,0.72,101,0.5,1500,541460]
[null,"Convotherm","C4e* 10.20EB",22,"Electric",1.53,1.74,0.81,216,0,2.52,0.64,348,10.6,2000,541462]
[null,"Convotherm","C4e* 10.20ES",22,"Electric",1.49,1.68,0.83,232,0.1,1.56,0.76,337,2.7,2000,541462]
[null,"Convotherm","C4e* 6.20EB",14,"Electric",1.46,1.42,0.8,145,0,1.85,0.61,213,8.1,1500,541460]
[null,"Convotherm","C4e* 6.20ES",14,"Electric",1.05,1.36,0.81,139,0,1.44,0.7,183,0.2,1500,541460]
[null,"Convotherm","OES-10.10 Mini",5,"Electric",0.54,0.73,0.75,50,3.9,1.19,0.65,80,2.6,1500,541460]
[null,"Convotherm","OES-6.10 Mini",4,"Electric",0.44,0.61,0.81,44,0,0.89,0.69,61,0.4,1500,541460]
[null,"Eloma","Genius *T12-21E",24,"Electric",2.61,2.0099999999999998,0.78,203,0,3.55,0.67,313,6.5,2000,541462]
[null,"Eloma","Genius *T20-21",40,"Electric",3.93,3.73,0.76,314,19.5,8.8000000000000007,0.61,478,16,3000,541461]
[null,"Giorik","SEHE061W",6,"Electric",0.93,1.08,0.73,61,0,0.98,0.51,54,10.8,1500,541460]
[null,"Giorik","SEHE062W",12,"Electric",1.08,1.28,0.76,99,0,1.1299999999999999,0.66,126,9.1,1500,541460]
[null,"Giorik","SEHE062WH",12,"Electric",1.08,1.28,0.76,99,0,1.1299999999999999,0.66,126,9.1,1500,541460]
[null,"Giorik","SEHE101W",10,"Electric",0.98,1.3,0.76,111,0,1.1499999999999999,0.7,109,11.7,1500,541460]
[null,"Giorik","SEHE102W",20,"Electric",1.43,1.69,0.81,200,0,1.81,0.68,220,12.9,2000,541462]
[null,"Giorik","SEHE102WH",20,"Electric",1.43,1.69,0.81,200,0,1.81,0.68,220,12.9,2000,541462]
[null,"Giorik","SETE102W",20,"Electric",1.4,1.69,0.84,206,0,5.31,0.68,296,13.9,2000,541462]
[null,"Giorik","SETE102WH",20,"Electric",1.4,1.69,0.84,206,0,5.31,0.68,296,13.9,2000,541462]
[null,"Henny Penny","FPE115",10,"Electric",1.1000000000000001,0.9,0.79,102,0,3.56,0.57999999999999996,174,12.5,1500,541460]
[null,"Henny Penny","FPE615",6,"Electric",0.83,0.75,0.75,64,0,1.5,0.53,103,10.5,1500,541460]
[null,"Henny Penny","FSEN610",6,"Electric",0.6,0.59,0.78,57,0,1.35,0.63,78,5.0999999999999996,1500,541460]
[null,"Henny Penny","FSHN610",6,"Electric",0.6,0.59,0.78,57,0,1.35,0.63,78,5.0999999999999996,1500,541460]
[null,"Lainox","NAEB071",7,"Electric",0.79,1.03,0.78,84,0,1.46,0.62,107,3,1500,541460]
[null,"Lainox","NAEB072",14,"Electric",1.25,1.6,0.81,139,0,1.96,0.67,196,10.5,1500,541460]
[null,"Lainox","NAEB101",10,"Electric",1.1299999999999999,1.21,0.82,110,3.3,1.63,0.63,175,4.9000000000000004,1500,541460]
[null,"Lainox","NAEB102",20,"Electric",1.56,1.88,0.83,194,0,2.34,0.65,366,17.2,2000,541462]
[null,"Lainox","NAEV071",7,"Electric",0.79,1.03,0.78,84,0,1.42,0.66,92,0.2,1500,541460]
[null,"Lainox","NAEV072",14,"Electric",1.56,1.27,0.81,138,14.1,1.1299999999999999,0.7,128,3.4,1500,541460]
[null,"Lainox","NAEV101",10,"Electric",1.1299999999999999,1.21,0.82,110,3.3,1.22,0.66,98,1.3,1500,541460]
[null,"Lainox","NAEV102",20,"Electric",1.56,1.76,0.84,196,8.8000000000000007,1.93,0.72,186,2.1,2000,541462]
[null,"RATIONAL","CMP61E\nB6191***",6,"Electric",0.67,0.92,0.76,63,2.5,1.69,0.57999999999999996,111,9,1500,541460]
[null,"RATIONAL","ICP 10-FULL E (LM100EE)\nCE1ERRA.*******",20,"Electric",1.44,1.22,0.82,206,0.1,2.0299999999999998,0.64,383,7.8,2000,541462]
[null,"RATIONAL","ICP 10-HALF E (LM100DE)\nCD1ERRA.*******",10,"Electric",0.97,0.97,0.8,108,12.8,0.95,0.6,203,11.6,1500,541460]
[null,"RATIONAL","ICP 6-FULL E (LM100CE)\nCC1ERRA.*******",12,"Electric",1,0.95,0.81,127,15.4,0.87,0.59,236,16.8,1500,541460]
[null,"RATIONAL","ICP 6-HALF E (LM100BE)\nCB1ERRA.*******",6,"Electric",0.8,0.7,0.77,65,10.6,0.92,0.56000000000000005,118,10.199999999999999,1500,541460]
[null,"RATIONAL","ICP XS E (LM100AE)\nCA1ERRA.*******",3,"Electric",0.41,0.42,0.7,22,0,0.64,0.46,43,2.8,1500,541460]
[null,"RATIONAL","SCCWE61E\nB6181***",6,"Electric",0.63,0.99,0.76,64,10.9,1.88,0.56999999999999995,115,9.5,1500,541460]
[null,"UNOX","XAVC-06FS-EP*",12,"Electric",0.95,1.1299999999999999,0.78,117,0.2,1.33,0.64,179,6.8,1500,541460]
[null,"UNOX","XAVC-10FS-EP*",20,"Electric",1.54,1.57,0.83,192,0,1.65,0.63,287,13,2000,541462]

{"sheet":"Refrigerators_CA","index":24,"n_rows":1084,"n_cols":8,"rows_kept":1084,"cut":false,"hidden":true,"merged":[]}
[null,"Qualified Glass Door Refrigerators",null,null,"Updated "," 9/15/2021"]
[null,"Qualifying models must meet ENERGY STAR® Version 4.0 specification and must be listed in the California "]
[null,"Energy Commission database. Products on this list qualify for purchases from the date they are added until "]
[null,"the date they are removed. "]
[null,"NOTE: Program criteria are subject to change."]
[null,"Company","Model Number","Style Type","Total\nVolume\n(cu. ft.)","Daily\nEnergy Use\n(kWh)","Rebate\n(per unit)","Measure\nCode"]
[null,"AHT","MALTA 185 NAM-R","Reach-in",27.46,1.47,70,541472]
[null,"AHT","PARIS 210 NAM-R","Reach-in",32.25,1.81,100,541473]
[null,"AHT","SYDNEY XL 210 NAM-R","Reach-in",40.98,2.11,100,541473]
[null,"AHT","SYDNEY XL 250 NAM-R","Reach-in",49.88,1.52,100,541473]
[null,"AHT","VENTO GD 250 L8 LAPS","Reach-in",119.42,6.2,100,541474]
[null,"AHT","VENTO GD 250 L8 LTG","Reach-in",119.42,6.2,100,541474]
[null,"AHT","VENTO GD 250 L8 LTG SLED","Reach-in",119.42,6.2,100,541474]
[null,"AHT","VENTO GD 375 L8 LAPS","Reach-in",179.09,13.04,100,541474]
[null,"AHT","VENTO GD 375 L8 LTG","Reach-in",179.09,13.04,100,541474]
[null,"AHT","VENTO GD 375 L8 LTG SLED","Reach-in",179.09,13.04,100,541474]
[null,"AHT","VENTO HYB GD 250 L8 LAPS","Reach-in",119.42,10.17,100,541474]
[null,"AHT","VENTO HYB GD 250 L8 LTG","Reach-in",119.42,10.17,100,541474]
[null,"AHT","VENTO HYB GD 250 L8 LTG SLED","Reach-in",119.42,10.17,100,541474]
[null,"AHT","VENTO HYB GD 375 L8 LAPS","Reach-in",179.09,17.64,100,541474]
[null,"AHT","VENTO HYB GD 375 L8 LTG","Reach-in",179.09,17.64,100,541474]
[null,"AHT","VENTO HYB GD 375 L8 LTG SLED","Reach-in",179.09,17.64,100,541474]
[null,"Beverage-Air","BB58HC-1-G**********","Other",21.86,1.99,70,541472]
[null,"Beverage-Air","HBR19HC-1*G*********","Reach-in",17.87,1.98,70,541472]
[null,"Beverage-Air","HBR23HC-1**G****","Reach-in",23.1,2.04,70,541472]
[null,"Beverage-Air","HBR27HC-1**G****","Reach-in",25.88,2.06,70,541472]
[null,"Beverage-Air","HBR35HC-1*G*********","Reach-in",35.4,2.6,100,541473]
[null,"Beverage-Air","HBR49HC-1**G****","Reach-in",46.15,3.21,100,541473]
[null,"Beverage-Air","HBR72HC-1**G****","Reach-in",68.930000000000007,3.92,100,541474]
[null,"Beverage-Air","HR1HC-1G****","Reach-in",21.66,2.15,70,541472]
[null,"Beverage-Air","HR1HC-1HG****","Reach-in",21.66,2.15,70,541472]
[null,"Beverage-Air","HR1WHC-1G****","Reach-in",30.76,2.33,100,541473]
[null,"Beverage-Air","HR1WHC-1HG****","Reach-in",30.76,2.33,100,541473]
[null,"Beverage-Air","HR2HC-1G****","Reach-in",46.88,3.38,100,541473]
[null,"Beverage-Air","HR2HC-1HG****","Reach-in",46.88,3.38,100,541473]
[null,"Beverage-Air","HR3HC-1G****","Reach-in",71.52,3.77,100,541474]
[null,"Beverage-Air","HR3HC-1HG****","Reach-in",71.52,3.77,100,541474]
[null,"Beverage-Air","HRP1HC-1G****","Reach-in",21.66,2.15,70,541472]
[null,"Beverage-Air","HRP1HC-1HG****","Reach-in",21.66,2.15,70,541472]
[null,"Beverage-Air","HRP1WHC-1G****","Reach-in",30.76,2.33,100,541473]
[null,"Beverage-Air","HRP1WHC-1HG****","Reach-in",30.76,2.33,100,541473]
[null,"Beverage-Air","HRP2HC-1G****","Reach-in",46.88,3.38,100,541473]
[null,"Beverage-Air","HRP2HC-1HG****","Reach-in",46.88,3.38,100,541473]
[null,"Beverage-Air","HRP3HC-1G****","Reach-in",71.52,3.77,100,541474]
[null,"Beverage-Air","HRP3HC-1HG****","Reach-in",71.52,3.77,100,541474]
[null,"Beverage-Air","HRPS1HC-1G****","Reach-in",21.66,2.15,70,541472]
[null,"Beverage-Air","HRPS1HC-1HG****","Reach-in",21.66,2.15,70,541472]
[null,"Beverage-Air","HRPS1WHC-1G****","Reach-in",30.76,2.33,100,541473]
[null,"Beverage-Air","HRPS1WHC-1HG****","Reach-in",30.76,2.33,100,541473]
[null,"Beverage-Air","HRPS2HC-1G****","Reach-in",46.88,3.38,100,541473]
[null,"Beverage-Air","HRPS2HC-1HG****","Reach-in",46.88,3.38,100,541473]
[null,"Beverage-Air","HRPS3HC-1G****","Reach-in",71.52,3.77,100,541474]
[null,"Beverage-Air","HRPS3HC-1HG****","Reach-in",71.52,3.77,100,541474]
[null,"Beverage-Air","HRS1HC-1G****","Reach-in",21.66,2.15,70,541472]
[null,"Beverage-Air","HRS1HC-1HG****","Reach-in",21.66,2.15,70,541472]
[null,"Beverage-Air","HRS1WHC-1G****","Reach-in",30.76,2.33,100,541473]
[null,"Beverage-Air","HRS1WHC-1HG****","Reach-in",30.76,2.33,100,541473]
[null,"Beverage-Air","HRS2HC-1G****","Reach-in",46.88,3.38,100,541473]
[null,"Beverage-Air","HRS2HC-1HG****","Reach-in",46.88,3.38,100,541473]
[null,"Beverage-Air","HRS3HC-1G****","Reach-in",71.52,3.77,100,541474]
[null,"Beverage-Air","HRS3HC-1HG****","Reach-in",71.52,3.77,100,541474]
[null,"Beverage-Air","LV17HC-1-***","Reach-in",18.489999999999998,1.84,70,541472]
[null,"Beverage-Air","LV19HC-1*********","Reach-in",17.87,1.98,70,541472]
[null,"Beverage-Air","LV23HC-1*********","Reach-in",23.1,2.1800000000000002,70,541472]
[null,"Beverage-Air","LV27HC-1*********","Reach-in",25.88,2.06,70,541472]
[null,"Beverage-Air","LV35HC-1*********","Reach-in",35.4,2.6,100,541473]
[null,"Beverage-Air","LV45HC-1*********","Reach-in",44,3.38,100,541473]
[null,"Beverage-Air","LV49HC-1*********","Reach-in",46.15,3.21,100,541473]
[null,"Beverage-Air","LV66HC-1*********","Reach-in",64.400000000000006,4.42,100,541474]
[null,"Beverage-Air","LV72HC-1*********","Reach-in",68.930000000000007,3.92,100,541474]
[null,"Beverage-Air","MMR19HC-1*********","Reach-in",17.87,1.98,70,541472]
[null,"Beverage-Air","MMR23HC-1*******","Reach-in",23.1,2.04,70,541472]
[null,"Beverage-Air","MMR27HC-1*******","Reach-in",25.88,2.0499999999999998,70,541472]
[null,"Beverage-Air","MMR35HC-1*********","Reach-in",35.4,2.6,100,541473]
[null,"Beverage-Air","MMR45HC-1*******","Reach-in",44,3.38,100,541473]
[null,"Beverage-Air","MMR49HC-1*******","Reach-in",46.15,3.21,100,541473]
[null,"Beverage-Air","MMR66HC-1*******","Reach-in",64.400000000000006,4.42,100,541474]
[null,"Beverage-Air","MMR72HC-1*******","Reach-in",68.930000000000007,3.92,100,541474]
[null,"Beverage-Air","MT23-1[*]","Reach-in",19.2,1.8,70,541472]
[null,"Beverage-Air","MT34-1","Reach-in",26.12,2.2599999999999998,70,541472]
[null,"Beverage-Air","MT49-1-SD[*]","Reach-in",39.03,3,100,541473]
[null,"Beverage-Air","MT49-1[*]","Reach-in",37.42,3.12,100,541473]
[null,"Beverage-Air","MT53-1-SD[*]","Reach-in",41.66,3.31,100,541473]
[null,"Beverage-Air","MT53-1[*]","Reach-in",41.66,3.29,100,541473]
[null,"Beverage-Air","RB19HC-1*G*********","Reach-in",17.87,1.98,70,541472]
[null,"Beverage-Air","RB23HC-1*G****","Reach-in",23.1,2.04,70,541472]
[null,"Beverage-Air","RB27HC-1*G****","Reach-in",25.88,2.06,70,541472]
[null,"Beverage-Air","RB35HC-1*G*********","Reach-in",35.4,2.6,100,541473]
[null,"Beverage-Air","RB49HC-1*G****","Reach-in",46.15,3.21,100,541473]
[null,"Beverage-Air","RB72HC-1*G****","Reach-in",68.930000000000007,3.92,100,541474]
[null,"Beverage-Air","RI18HC-*G***********","Reach-in",16.850000000000001,1.77,70,541472]
[null,"Continental Refrigerator","1RENGD","Reach-in",21.4,2.06,70,541472]
[null,"Continental Refrigerator","1RENGDHD","Reach-in",21.2,2.13,70,541472]
[null,"Continental Refrigerator","1RENGDPT","Pass-Through",24.5,2.27,70,541472]
[null,"Continental Refrigerator","1RENGDPTHD","Pass-Through",24,2.3199999999999998,70,541472]
[null,"Continental Refrigerator","1RESNGD","Reach-in",18.8,1.84,70,541472]
[null,"Continental Refrigerator","1RNGD","Reach-in",18.97,1.84,70,541472]
[null,"Continental Refrigerator","1RNGDHD","Reach-in",18.600000000000001,1.89,70,541472]
[null,"Continental Refrigerator","1RNGDPT","Pass-Through",22.1,2.2200000000000002,70,541472]
[null,"Continental Refrigerator","1RXNGD","Reach-in",28.7,2.29,70,541472]
[null,"Continental Refrigerator","1RXNGDHD","Reach-in",28.4,2.46,70,541472]
[null,"Continental Refrigerator","1RXNGDPT","Pass-Through",33.200000000000003,2.68,100,541473]
[null,"Continental Refrigerator","1RXNGDPTHD","Pass-Through",32.6,2.76,100,541473]
[null,"Continental Refrigerator","2RENGD","Reach-in",48.8,3.34,100,541473]
[null,"Continental Refrigerator","2RENGDHD","Reach-in",48.3,3.45,100,541473]
[null,"Continental Refrigerator","2RENGDPT","Pass-Through",53.8,4.2300000000000004,100,541474]
[null,"Continental Refrigerator","2RENGDPTHD","Pass-Through",53,4.3099999999999996,100,541474]
[null,"Continental Refrigerator","2RESNGD","Reach-in",40.799999999999997,3.05,100,541473]
[null,"Continental Refrigerator","2RESNGDHD","Reach-in",40.299999999999997,3.11,100,541473]
[null,"Continental Refrigerator","2RNGD","Reach-in",43.7,3.14,100,541473]
[null,"Continental Refrigerator","2RNGDHD","Reach-in",42.6,3.21,100,541473]
[null,"Continental Refrigerator","2RSNGD","Reach-in",36.5,2.82,100,541473]
[null,"Continental Refrigerator","2RSNGDHD","Reach-in",36,2.88,100,541473]
[null,"Continental Refrigerator","D1RINGD","Reach-in",32,2.61,100,541473]
[null,"Continental Refrigerator","D2RENGDPT","Pass-Through",53.8,4.2300000000000004,100,541474]
[null,"Continental Refrigerator","D2RENGDPTHD","Pass-Through",53,4.3099999999999996,100,541474]
[null,"Continental Refrigerator","D2RINGD","Reach-in",62.94,4.6500000000000004,100,541474]
[null,"Continental Refrigerator","D2RINGDRT","Roll-Through",67.34,4.9800000000000004,100,541474]
[null,"Continental Refrigerator","SW72NGD","Work-Top Table",18.5,2.02,70,541472]
[null,"Delfield","CSR2NP-G","Reach-in",39.76,2.39,100,541473]
[null,"Delfield","CSR2NP-GH","Reach-in",39.53,2.37,100,541473]
[null,"Delfield","CSRPT1P-G","Pass-Through",23.63,2.21,70,541472]
[null,"Delfield","CSRPT2P-G","Pass-Through",49.93,3.2,100,541473]
[null,"Delfield","CSRPT2P-GH","Pass-Through",49.38,3.67,100,541473]
[null,"Delfield","CSRRI1P-G","Roll-In",37.659999999999997,2.97,100,541473]
[null,"Delfield","CSRRT2P-GS","Roll-Through",80.06,5.35,100,541474]
[null,"Delfield","GCR1P-GH","Reach-in",21.46,2.04,70,541472]
[null,"Delfield","GCR2P-G","Reach-in",45.85,3.69,100,541473]
[null,"Delfield","GCR2P-GH","Reach-in",45.58,2.86,100,541473]
[null,"Delfield","GCR3P-G","Reach-in",71.22,5.58,100,541474]
[null,"Delfield","GCR3P-GH","Reach-in",70.81,5.05,100,541474]
[null,"Everest Refrigeration","EMGR24","Reach-in",25.02,2.34,70,541472]
[null,"Everest Refrigeration","EMGR24B","Reach-in",25.02,2.34,70,541472]
[null,"Everest Refrigeration","EMGR24C","Reach-in",25.02,2.34,70,541472]
[null,"Fogel","V-513","Reach-in",15.62,1.79,70,541472]
[null,"Fogel","VR-17-RE","Reach-in",15.46,1.75,70,541472]
[null,"Fogel","VR-26-HC","Reach-in",21.34,1.81,70,541472]
[null,"Hoshizaki","BB80-G*","Undercounter",28.73,2.44,70,541472]
[null,"Hoshizaki","BB95-G*","Undercounter",32.53,2.64,100,541473]
[null,"Hoshizaki","R3A-FG***","Reach-in",79.03,6.5,100,541474]
[null,"Hoshizaki","R3A-HG***","Reach-in",79.03,6.5,100,541474]
[null,"Hoshizaki","RM-26-HC","Reach-in",21.34,1.81,70,541472]
[null,"Hussmann Corporation","DD5X5FRW","Reach-in",251.91,23.39,100,541474]
[null,"Hussmann Corporation","RM3W","Reach-in",106.7,9.2100000000000009,100,541474]
[null,"Hussmann Corporation","RM4W","Reach-in",141.80000000000001,11.03,100,541474]
[null,"Hussmann Corporation","RM5W","Reach-in",177,13.56,100,541474]
[null,"Hussmann Corporation","RMN4W","Reach-in",124.3,11.03,100,541474]
[null,"Hussmann Corporation","RMN5W","Reach-in",155.19999999999999,13.56,100,541474]
[null,"Imbera","G319 R2 SZ","Reach-in",19.2,2.02,70,541472]
[null,"Imbera","G326 R2","Reach-in",26.12,2.2599999999999998,70,541472]
[null,"Imbera","G372 HC","Reach-in",66.3,5.09,100,541474]
[null,"Imbera","VRD21 R2","Reach-in",16.77,1.83,70,541472]
[null,"Imbera","VRD26 HC","Reach-in",25.69,2.37,70,541472]
[null,"Imbera","VRD35 R2","Reach-in",32.119999999999997,2.56,100,541473]
[null,"Imbera","VRD37 R2","Reach-in",37.42,3.12,100,541473]
[null,"Imbera","VRD37 SD R2","Reach-in",39.03,3,100,541473]
[null,"Imbera","VRD41 SD 54HC","Reach-in",17.100000000000001,1.71,70,541472]
[null,"Imbera","VRD43 R2","Reach-in",41.66,3.29,100,541473]
[null,"Imbera","VRD43 SD R2","Reach-in",41.66,3.31,100,541473]
[null,"Imbera","VRD44 HC CZ","Reach-in",40.26,2.92,100,541473]
[null,"Imbera","VRD50 HC CZ","Reach-in",45.16,3.04,100,541473]
[null,"Kelvinator COMMERCIAL","KCHRI25R1GDR","Reach-in",19,2.04,70,541472]
[null,"Liebherr","BCDv 4613","Reach-in",16.3,1.84,70,541472]
[null,"Liebherr","GRT21G1HC","Reach-in",21,1.9,70,541472]
[null,"Master-Bilt","MPR80*SSG/0X","Reach-in",82.95,6.72,100,541474]
[null,"METALFRIO","NG26CHC","Reach-in",22.2,2,70,541472]
[null,"METALFRIO","NG27CHC","Reach-in",24.5,2.2799999999999998,70,541472]
[null,"METALFRIO","NG42CHC","Reach-in",33.700000000000003,2.89,100,541473]
[null,"METALFRIO","NG43CHC","Reach-in",39.229999999999997,3.31,100,541473]
[null,"METALFRIO","NG43CHCSD","Reach-in",34.799999999999997,2.79,100,541473]
[null,"METALFRIO","NG44CHC","Reach-in",41.18,3.34,100,541473]
[null,"METALFRIO","NG49CHC","Reach-in",45.45,3.44,100,541473]
[null,"METALFRIO","NG50CHC","Reach-in",48.64,3.54,100,541473]
[null,"Minus Forty","19-USGR-00-1C00*-***********","Reach-in",18.39,1.72,70,541472]
[null,"Minus Forty","19-USGR-L1-1C00*-***********","Reach-in",18.39,1.72,70,541472]
[null,"Minus Forty","19-USGR-L2-1C00*-***********","Reach-in",18.39,1.72,70,541472]
[null,"Minus Forty","19-USGR-X1-1C00*-***********","Reach-in",18.39,1.72,70,541472]
[null,"Minus Forty","22-USGR-00-1C00*-***********","Reach-in",21.5,1.85,70,541472]
[null,"Minus Forty","22-USGR-F1-1C00*-***********","Reach-in",21.83,2.06,70,541472]
[null,"Minus Forty","22-USGR-F2-1C00*-***********","Reach-in",21.83,2.06,70,541472]
[null,"Minus Forty","22-USGR-L1-1C00*-***********","Reach-in",21.5,1.85,70,541472]
[null,"Minus Forty","22-USGR-L2-1C00*-***********","Reach-in",21.5,1.85,70,541472]
[null,"Minus Forty","22-USGR-X1-1C00*-***********","Reach-in",21.5,1.85,70,541472]
[null,"Minus Forty","43-UDGR-00-1C00*-***********","Reach-in",35.43,2.81,100,541473]
[null,"Minus Forty","43-UDGR-L1-1C00*-***********","Reach-in",35.43,2.81,100,541473]
[null,"Minus Forty","43-UDGR-X1-1C00*-***********","Reach-in",35.43,2.81,100,541473]
[null,"Minus Forty","44-UDGR-00-1C00*-***********","Reach-in",38.43,2.85,100,541473]
[null,"Minus Forty","44-UDGR-L1-1C00*-***********","Reach-in",38.43,2.85,100,541473]
[null,"Minus Forty","44-UDGR-X1-1C00*-***********","Reach-in",38.43,2.85,100,541473]
[null,"Norlake","NR803**G/0X","Reach-in",79.849999999999994,5.98,100,541474]
[null,"Norlake","NR806**G/0X","Reach-in",79.52,5.9,100,541474]
[null,"Norlake","NR806SSG/0","Reach-in",79.52,7.2,100,541474]
[null,"Norlake","PR80*SSG/0X","Reach-in",82.95,6.72,100,541474]
[null,"Perlick","BBS60-RF-G-*-*-H1","Reach-in",16.04,1.87,70,541472]
[null,"Perlick","BBS60GS-S-4","Reach-in",16.04,1.87,70,541472]
[null,"Pro-Kold","G372 HC","Reach-in",66.3,5.09,100,541474]
[null,"Pro-Kold","VC-23-H2-G1","Reach-in",19.2,1.8,70,541472]
[null,"Pro-Kold","VC-43-H2-G2","Reach-in",37.42,3.12,100,541473]
[null,"Pro-Kold","VC-49-H2-G2","Reach-in",41.66,3.29,100,541473]
[null,"Pro-Kold","VRD26 HC","Reach-in",25.69,2.37,70,541472]
[null,"Pro-Kold","VRD44 HC CZ","Reach-in",40.26,2.92,100,541473]
[null,"Pro-Kold","VRD50 HC CZ","Reach-in",45.16,3.04,100,541473]
[null,"QBD","CD34-HC","Reach-in",28.96,2.5499999999999998,70,541472]
[null,"QBD","CD35-HC","Reach-in",30.29,2.5499999999999998,100,541473]
[null,"Royal Vendors","RVCF-027","Reach-in",25.44,2.39,70,541472]
[null,"Royal Vendors","RVCFH-027","Reach-in",25.44,2.39,70,541472]
[null,"Summit Commercial","SCR1400W","Reach-in",15.2,1.88,70,541472]
[null,"Summit Commercial","SCR23SSG**","Reach-in",19.53,1.74,70,541472]
[null,"Summit Commercial","SCR23SSGLH**","Reach-in",19.53,1.74,70,541472]
[null,"Summit Commercial","SCR49SSG**","Reach-in",42.24,3.15,100,541473]
[null,"Summit Commercial","SCR49SSGLH**","Reach-in",42.24,3.16,100,541473]
[null,"Summit Commercial","SCR72SSG**","Reach-in",60.84,4.18,100,541474]
[null,"Summit Commercial","SCR72SSGLH**","Reach-in",60.84,4.18,100,541474]
[null,"Traulsen","CLUC-60R-GD","Undercounter",16.399999999999999,1.84,70,541472]
[null,"Traulsen","CLUC-72R-GD","Undercounter",20.3,2.0299999999999998,70,541472]
[null,"True","GDM-19T-HC-LD","Reach-in",16.45,1.91,70,541472]
[null,"True","GDM-19T-HC~TSL01","Reach-in",16.45,1.91,70,541472]
[null,"True","GDM-23-2-HC-LD","Reach-in",20.41,1.84,70,541472]
[null,"True","GDM-23-HC-LD","Reach-in",20.55,1.95,70,541472]
[null,"True","GDM-23-HC~TSL01","Reach-in",20.55,1.95,70,541472]
[null,"True","GDM-23-HST-HC~TSL01","Reach-in",20.55,1.95,70,541472]
[null,"True","GDM-23FC-HC~TSL01","Reach-in",20.55,1.95,70,541472]
[null,"True","GDM-23W-HC~TSL01","Reach-in",20.55,1.95,70,541472]
[null,"True","GDM-26-HC~TSL01","Reach-in",23.21,1.92,70,541472]
[null,"True","GDM-26-HST-HC~TSL01","Reach-in",23.21,1.92,70,541472]
[null,"True","GDM-35SL-RF-HC-LD","Reach-in",15.5,1.72,70,541472]
[null,"True","GDM-41SL-60-HC-LD","Reach-in",16.5,1.85,70,541472]
[null,"True","GDM-49-HC-LD","Reach-in",44.34,3.6,100,541473]
[null,"True","GDM-49-HC~TSL01","Reach-in",44.34,3.6,100,541473]
[null,"True","GDM-49FC-HC~TSL01","Reach-in",44.34,3.6,100,541473]
[null,"True","GDM-72-HC-LD","Reach-in",65.680000000000007,4.9000000000000004,100,541474]
[null,"True","GDM-72-HC~TSL01","Reach-in",65.680000000000007,4.9000000000000004,100,541474]
[null,"True","GDM-72FC-HC~TSL01","Reach-in",65.680000000000007,4.9000000000000004,100,541474]
[null,"True","STA1R-1G","Reach-in",22.86,2.21,70,541472]
[null,"True","STA1R-1G-HC","Reach-in",22.86,1.74,70,541472]
[null,"True","STA1R-1HG/1HS","Reach-in",22.33,2.11,70,541472]
[null,"True","STA1R-2HG","Reach-in",22.67,2.11,70,541472]
[null,"True","STA1RPT-1G-1G-HC","Pass-Through",25.07,2.37,70,541472]
[null,"True","STA1RRI-1G","Roll-In",36.979999999999997,3.06,100,541473]
[null,"True","STA2R-2G-HC","Reach-in",48.4,3.01,100,541473]
[null,"True","STA2R-4HG-HC","Reach-in",48.01,3.41,100,541473]
[null,"True","STA2RPT-2G-2G-HC","Pass-Through",52.79,3.41,100,541474]
[null,"True","STA2RPT-2G-2S-HC","Pass-Through",51.25,3.41,100,541474]
[null,"True","STA2RPT-2HG/2HS-2G-HC","Pass-Through",52.1,3.41,100,541474]
[null,"True","STA2RPT-2S-2G-HC","Pass-Through",51.25,3.41,100,541474]
[null,"True","STA2RPT-4HG-2G-HC","Pass-Through",52.4,3.41,100,541474]
[null,"True","STA2RPT-4HG-2S-HC","Pass-Through",50.85,3.41,100,541474]
[null,"True","STA2RPT-4HG-4HG-HC","Pass-Through",52.01,3.41,100,541474]
[null,"True","STA2RPT-4HS-2G-HC","Pass-Through",51.08,3.41,100,541474]
[null,"True","STA3R-3G","Reach-in",73.78,6.52,100,541474]
[null,"True","STG1R-1G","Reach-in",22.86,2.21,70,541472]
[null,"True","STG1R-1G-HC","Reach-in",22.86,1.74,70,541472]
[null,"True","STG1R-1HG/1HS","Reach-in",22.33,2.11,70,541472]
[null,"True","STG1R-2HG","Reach-in",22.67,2.11,70,541472]
[null,"True","STG1RPT-1G-1G-HC","Pass-Through",25.07,2.37,70,541472]
[null,"True","STG1RRI-1G","Roll-In",36.979999999999997,3.06,100,541473]
[null,"True","STG2R-2G-HC","Reach-in",48.4,3.01,100,541473]
[null,"True","STG2R-4HG-HC","Reach-in",48.01,3.41,100,541473]
[null,"True","STG2RPT-2G-2G-HC","Pass-Through",52.79,3.41,100,541474]
[null,"True","STG2RPT-2G-2S-HC","Pass-Through",51.25,3.41,100,541474]
[null,"True","STG2RPT-2HG/2HS-2G-HC","Pass-Through",52.1,3.41,100,541474]
[null,"True","STG2RPT-2S-2G-HC","Pass-Through",51.25,3.41,100,541474]
[null,"True","STG2RPT-4HG-2G-HC","Pass-Through",52.4,3.41,100,541474]
[null,"True","STG2RPT-4HG-2S-HC","Pass-Through",50.85,3.41,100,541474]
[null,"True","STG2RPT-4HG-4HG-HC","Pass-Through",52.01,3.41,100,541474]
[null,"True","STG2RPT-4HS-2G-HC","Pass-Through",51.08,3.41,100,541474]
[null,"True","STG3R-3G","Reach-in",73.78,6.52,100,541474]
[null,"True","STR1R-1G","Reach-in",22.86,2.21,70,541472]
[null,"True","STR1R-1G-HC","Reach-in",22.86,1.74,70,541472]
[null,"True","STR1R-1HG/1HS","Reach-in",22.33,2.11,70,541472]
[null,"True","STR1R-2HG","Reach-in",22.67,2.11,70,541472]
[null,"True","STR1RPT-1G-1G-HC","Pass-Through",25.07,2.37,70,541472]
[null,"True","STR1RRI-1G","Roll-In",36.979999999999997,3.06,100,541473]
[null,"True","STR2R-2G-HC","Reach-in",48.4,3.01,100,541473]
[null,"True","STR2R-4HG-HC","Reach-in",48.01,3.41,100,541473]
[null,"True","STR2RPT-2G-2G-HC","Pass-Through",52.79,3.41,100,541474]
[null,"True","STR2RPT-2G-2S-HC","Pass-Through",51.25,3.41,100,541474]
[null,"True","STR2RPT-2HG/2HS-2G-HC","Pass-Through",52.1,3.41,100,541474]
[null,"True","STR2RPT-2S-2G-HC","Pass-Through",51.25,3.41,100,541474]
[null,"True","STR2RPT-4HG-2G-HC","Pass-Through",52.4,3.41,100,541474]
[null,"True","STR2RPT-4HG-2S-HC","Pass-Through",50.85,3.41,100,541474]
[null,"True","STR2RPT-4HG-4HG-HC","Pass-Through",52.01,3.41,100,541474]
[null,"True","STR2RPT-4HS-2G-HC","Pass-Through",51.08,3.41,100,541474]
[null,"True","STR3R-3G","Reach-in",73.78,6.52,100,541474]
[null,"True","T-19G-HC~FGD01","Reach-in",15.29,1.4,70,541472]
[null,"True","T-23G-2-HC~FGD01","Reach-in",19.68,1.41,70,541472]
[null,"True","T-23G-HC~FGD01","Reach-in",20.25,1.49,70,541472]
[null,"True","T-23G-PT-HC~FGD01 MCD1","Pass-Through",20.96,1.51,70,541472]
[null,"True","T-49-2-G-2-HC~FGD01","Reach-in",43.41,3.2,100,541473]
[null,"True","T-49G-4-HC~FGD01","Reach-in",43.41,3.2,100,541473]
[null,"True","T-49G-HC~FGD01","Reach-in",43.41,3.2,100,541473]
[null,"True","TBB-24-60G-HC-LD","Undercounter",17.61,1.66,70,541472]
[null,"True","TBB-24-60G-S-HC-LD","Undercounter",17.61,1.66,70,541472]
[null,"True","TBB-24GAL-60G-HC-LD","Undercounter",17.61,1.66,70,541472]
[null,"True","TBB-24GAL-60G-S-HC-LD","Undercounter",17.61,1.66,70,541472]
[null,"True","TBB-2G-HC-LD","Undercounter",20.34,1.43,70,541472]
[null,"True","TBB-2G-S-HC-LD","Undercounter",20.34,1.43,70,541472]
[null,"True","TBB-3G-HC-LD","Undercounter",24.42,1.74,70,541472]
[null,"True","TBB-3G-S-HC-LD","Undercounter",24.42,1.74,70,541472]
[null,"True","TBB-4G-HC-LD","Undercounter",28.57,2.35,70,541472]
[null,"True","TBB-4G-S-HC-LD","Undercounter",28.57,2.35,70,541472]
[null,"True","TS-23G-2-HC~FGD01","Reach-in",19.68,1.41,70,541472]
[null,"True","TS-23G-HC~FGD01","Reach-in",20.25,1.49,70,541472]
[null,"True","TS-49-2-G-2-HC~FGD01","Reach-in",43.41,3.2,100,541473]
[null,"True","TS-49G-4-HC~FGD01","Reach-in",43.41,3.2,100,541473]
[null,"True","TS-49G-HC~FGD01","Reach-in",43.41,3.2,100,541473]
[null,"True","TSD-47G-HC-LD","Reach-in",42.05,3.5,100,541473]
[null,"Turbo Air","JUR-72-G-N","Reach-in",18.739999999999998,1.97,70,541472]
[null,"Turbo Air","MSR-72G-3","Reach-in",67.02,5.43,100,541474]
[null,"Turbo Air","TBB-24-60SG-N","Reach-in",16.46,1.78,70,541472]
[null,"Turbo Air","TBB-24-60SGD-N","Reach-in",16.46,1.83,70,541472]
[null,"Turbo Air","TBB-24-72SGD-N","Reach-in",20.62,2.04,70,541472]
[null,"Turbo Air","TBB-2SG-N","Reach-in",19,1.82,70,541472]
[null,"Turbo Air","TBB-2SGD-N","Reach-in",19,2.0099999999999998,70,541472]
[null,"Turbo Air","TBB-3SG-N","Reach-in",23,1.95,70,541472]
[null,"Turbo Air","TBB-3SGD-N","Reach-in",23,1.92,70,541472]
[null,"Turbo Air","TBB-4SG-N","Reach-in",36.47,2.84,100,541473]
[null,"Turbo Air","TBB-4SGD-N","Reach-in",37,2.85,100,541473]
[null,"Turbo Air","TGM-23SD*-N6","Reach-in",19.399999999999999,1.85,70,541472]
[null,"Turbo Air","TGM-23SDB-N6-L","Reach-in",19.399999999999999,1.85,70,541472]
[null,"Turbo Air","TGM-23SDHB-N6","Reach-in",19.02,1.88,70,541472]
[null,"Turbo Air","TGM-23SDHB-N6-L","Reach-in",19.02,1.88,70,541472]
[null,"Turbo Air","TGM-23SDHV-N6","Reach-in",19.02,1.88,70,541472]
[null,"Turbo Air","TGM-23SDHV-N6-L","Reach-in",19.02,1.88,70,541472]
[null,"Turbo Air","TGM-23SDHW-N6","Reach-in",19.02,1.88,70,541472]
[null,"Turbo Air","TGM-23SDHW-N6-L","Reach-in",19.02,1.88,70,541472]
[null,"Turbo Air","TGM-23SDV-N6-L","Reach-in",19.399999999999999,1.85,70,541472]
[null,"Turbo Air","TGM-23SDW-N6-L","Reach-in",19.399999999999999,1.85,70,541472]
[null,"Turbo Air","TGM-35SDHB-N","Reach-in",31.7,2.2599999999999998,100,541473]
[null,"Turbo Air","TGM-35SDHV-N","Reach-in",31.7,2.2599999999999998,100,541473]
[null,"Turbo Air","TGM-35SDHW-N","Reach-in",31.7,2.2599999999999998,100,541473]
[null,"Turbo Air","TGM-47SD*-N","Reach-in",41.71,3.3,100,541473]
[null,"Turbo Air","TGM-47SDHB-N","Reach-in",44.22,2.8,100,541473]
[null,"Turbo Air","TGM-47SDHV-N","Reach-in",44.22,2.8,100,541473]
[null,"Turbo Air","TGM-47SDHW-N","Reach-in",44.22,2.8,100,541473]
[null,"Turbo Air","TGM-50RS-N","Reach-in",45.97,3.15,100,541473]
[null,"Turbo Air","TGM-50RSB-N","Reach-in",45.97,3.15,100,541473]
[null,"Turbo Air","TGM-72SDB-N","Reach-in",67.98,5.75,100,541474]
[null,"Turbo Air","TGM-72SDHB-N","Reach-in",70.44,5.14,100,541474]
[null,"Turbo Air","TGM-72SDHV-N","Reach-in",70.44,5.14,100,541474]
[null,"Turbo Air","TGM-72SDHW-N","Reach-in",70.44,5.14,100,541474]
[null,"Turbo Air","TGM-72SDV-N","Reach-in",67.98,5.75,100,541474]
[null,"Turbo Air","TGM-72SDW-N","Reach-in",67.98,5.75,100,541474]
[null,"Turbo Air","TSR-23GSD-N6","Reach-in",20,1.64,70,541472]
[null,"Turbo Air","TSR-35GSD-N","Reach-in",27.5,2.4300000000000002,70,541472]
[null,"Turbo Air","TSR-49GSD-N","Reach-in",44.14,2.99,100,541473]
[null,"Turbo Air","TSR-72GSD-N","Reach-in",67.02,5.23,100,541474]
[null,"Victory","VERSA-2D-GD-HC","Reach-in",46.88,3.55,100,541473]
[null,"Victory","VERSA-2D-HG-HC","Reach-in",46.88,3.55,100,541473]
[null,"Victory","VERSA-3D-GD-HC","Reach-in",71.52,6.26,100,541474]
[null,"Victory","VERSA-3D-HG-HC","Reach-in",71.52,6.26,100,541474]
[null,"ACCUCOLD","CM411*","Undercounter",4.0999999999999996,1.02,70,541475]
[null,"ACCUCOLD","CM421*","Undercounter",4.0999999999999996,1.02,70,541475]
[null,"ACCUCOLD","FF28*","Other",2.4,1,70,541475]
[null,"ACCUCOLD","FFAR121SS*","Reach-in",8.83,1.1499999999999999,70,541475]
[null,"ACCUCOLD","FFAR12W*","Reach-in",8.83,1.1499999999999999,70,541475]
[null,"Atosa","MBF8004","Reach-in",21.38,1.56,70,541476]
[null,"Atosa","MBF8005","Reach-in",41.99,2.34,70,541477]
[null,"Atosa","MBF8505","Reach-in",19.149999999999999,1.56,70,541476]
[null,"Atosa","MBF8507","Reach-in",43.46,2.34,70,541477]
[null,"Atosa","MGF8401","Undercounter",7.15,0.9,70,541475]
[null,"Atosa","MGF8404","Undercounter",21.13,1.69,70,541476]
[null,"Atosa","MGF8408","Work-Top Table",7.15,0.9,70,541475]
[null,"Atosa","MGF8411","Work-Top Table",21.13,1.69,70,541476]
[null,"Avantco Refrigeration","CFD-1RR","Reach-in",20.6,1.2,70,541476]
[null,"Avantco Refrigeration","CFD-2RR","Reach-in",41.4,2,70,541477]
[null,"Beverage-Air","HBR12HC-1*******","Reach-in",12.06,0.82,70,541475]
[null,"Beverage-Air","HBR19HC-1*S*********","Reach-in",17.87,1.2,70,541476]
[null,"Beverage-Air","HBR23HC****S*******","Reach-in",23.1,1.3,70,541476]
[null,"Beverage-Air","HBR27HC-1******","Reach-in",25.88,1.4,70,541476]
[null,"Beverage-Air","HBR35HC-1*S*********","Reach-in",35.4,1.68,70,541477]
[null,"Beverage-Air","HBR44HC-1******","Reach-in",40.200000000000003,1.93,70,541477]
[null,"Beverage-Air","HBR49HC-1******","Reach-in",46.15,2.11,70,541477]
[null,"Beverage-Air","HBR72HC-1******","Reach-in",68.930000000000007,2.38,100,541478]
[null,"Beverage-Air","HR1HC-1HS****","Reach-in",21.17,1.68,70,541476]
[null,"Beverage-Air","HR1HC-1S****","Reach-in",21.17,1.68,70,541476]
[null,"Beverage-Air","HR1WHC-1HS****","Reach-in",30.76,2.02,70,541477]
[null,"Beverage-Air","HR1WHC-1S****","Reach-in",30.76,2.02,70,541477]
[null,"Beverage-Air","HR2HC-1HS****","Reach-in",45.2,2.5099999999999998,70,541477]
[null,"Beverage-Air","HR2HC-1S****","Reach-in",45.2,2.5099999999999998,70,541477]
[null,"Beverage-Air","HR3HC-1HS****","Reach-in",71.52,2.6,100,541478]
[null,"Beverage-Air","HR3HC-1S****","Reach-in",71.52,2.6,100,541478]
[null,"Beverage-Air","HRP1HC-1HS****","Reach-in",21.17,1.68,70,541476]
[null,"Beverage-Air","HRP1HC-1S****","Reach-in",21.17,1.68,70,541476]
[null,"Beverage-Air","HRP1WHC-1HS****","Reach-in",30.76,2.02,70,541477]
[null,"Beverage-Air","HRP1WHC-1S****","Reach-in",30.76,2.02,70,541477]
[null,"Beverage-Air","HRP2HC-1HS****","Reach-in",45.2,2.5099999999999998,70,541477]
[null,"Beverage-Air","HRP2HC-1S****","Reach-in",45.2,2.5099999999999998,70,541477]
[null,"Beverage-Air","HRP3HC-1HS****","Reach-in",71.52,2.6,100,541478]
[null,"Beverage-Air","HRP3HC-1S****","Reach-in",71.52,2.6,100,541478]
[null,"Beverage-Air","HRPS1HC-1HS****","Reach-in",21.17,1.68,70,541476]
[null,"Beverage-Air","HRPS1HC-1S****","Reach-in",21.17,1.68,70,541476]
[null,"Beverage-Air","HRPS1WHC-1HS****","Reach-in",30.76,2.02,70,541477]
[null,"Beverage-Air","HRPS1WHC-1S****","Reach-in",30.76,2.02,70,541477]
[null,"Beverage-Air","HRPS2HC-1HS****","Reach-in",45.2,2.5099999999999998,70,541477]
[null,"Beverage-Air","HRPS2HC-1S****","Reach-in",45.2,2.5099999999999998,70,541477]
[null,"Beverage-Air","HRPS3HC-1HS****","Reach-in",71.52,2.6,100,541478]
[null,"Beverage-Air","HRPS3HC-1S****","Reach-in",71.52,2.6,100,541478]
[null,"Beverage-Air","HRS1HC-1HS****","Reach-in",21.17,1.68,70,541476]
[null,"Beverage-Air","HRS1HC-1S****","Reach-in",21.17,1.68,70,541476]
[null,"Beverage-Air","HRS1WHC-1HS****","Reach-in",30.76,2.02,70,541477]
[null,"Beverage-Air","HRS1WHC-1S****","Reach-in",30.76,2.02,70,541477]
[null,"Beverage-Air","HRS2HC-1HS****","Reach-in",45.2,2.5099999999999998,70,541477]
[null,"Beverage-Air","HRS2HC-1S****","Reach-in",45.2,2.5099999999999998,70,541477]
[null,"Beverage-Air","HRS3HC-1HS****","Reach-in",71.52,2.6,100,541478]
[null,"Beverage-Air","HRS3HC-1S****","Reach-in",71.52,2.6,100,541478]
[null,"Beverage-Air","RB19HC-1*S*********","Reach-in",17.87,1.2,70,541476]
[null,"Beverage-Air","RB23HC-1**S*******","Reach-in",23.1,1.3,70,541476]
[null,"Beverage-Air","RB27HC-1*****","Reach-in",25.88,1.4,70,541476]
[null,"Beverage-Air","RB35HC-1*S*********","Reach-in",35.4,1.68,70,541477]
[null,"Beverage-Air","RB44HC-1*****","Reach-in",40.200000000000003,1.93,70,541477]
[null,"Beverage-Air","RB49HC-1*****","Reach-in",46.15,2.11,70,541477]
[null,"Beverage-Air","RB72HC-1*****","Reach-in",68.930000000000007,2.38,100,541478]
[null,"Beverage-Air","SM34HC-*****","Milk or Beverage Cabinet",12.73,0.87,70,541475]
[null,"Beverage-Air","SM49HC-*****","Milk or Beverage Cabinet",20.32,0.98,70,541476]
[null,"Beverage-Air","SM58HC-*****","Milk or Beverage Cabinet",22.63,1.08,70,541476]
[null,"Beverage-Air","UCR119AHC-******","Undercounter",40.119999999999997,2.69,70,541477]
[null,"Beverage-Air","UCR20HC-************","Undercounter",2.25,0.67,70,541475]
[null,"Beverage-Air","UCR24AHC-******","Undercounter",5.16,0.97,70,541475]
[null,"Beverage-Air","UCR24HC-******","Undercounter",4.4800000000000004,1.01,70,541475]
[null,"Beverage-Air","UCR27AHC-***********","Undercounter",6.13,1.08,70,541475]
[null,"Beverage-Air","UCR27HC-*********","Undercounter",5.25,1,70,541475]
[null,"Beverage-Air","UCR32AHC-***********","Undercounter",7.22,0.79,70,541475]
[null,"Beverage-Air","UCR34HC-*************","Undercounter",5.96,1.01,70,541475]
[null,"Beverage-Air","UCR36AHC*********","Undercounter",8.5,1.08,70,541475]
[null,"Beverage-Air","UCR41AHC*********","Undercounter",7.94,1.02,70,541475]
[null,"Beverage-Air","UCR46AHC-*******","Undercounter",10.8,0.81,70,541475]
[null,"Beverage-Air","UCR48AHC-*********","Undercounter",11.82,0.91,70,541475]
[null,"Beverage-Air","UCR60AHC-******","Undercounter",14.75,0.93,70,541475]
[null,"Beverage-Air","UCR67AHC-*******","Undercounter",18.97,1.1599999999999999,70,541476]
[null,"Beverage-Air","UCRD119AHC-******","Undercounter",40.119999999999997,2.69,70,541477]
[null,"Beverage-Air","UCRD27AHC-***********","Undercounter",6.13,1.08,70,541475]
[null,"Beverage-Air","UCRD32AHC-***********","Undercounter",7.22,0.95,70,541475]
[null,"Beverage-Air","WTR119AHC-******","Work-Top Table",40.119999999999997,2.69,70,541477]
[null,"Beverage-Air","WTR20HC-************","Work-Top Table",2.25,0.67,70,541475]
[null,"Beverage-Air","WTR24AHC-******","Work-Top Table",5.16,0.97,70,541475]
[null,"Beverage-Air","WTR24HC-******","Work-Top Table",4.4800000000000004,1.01,70,541475]
[null,"Beverage-Air","WTR27AHC-***********","Work-Top Table",6.13,1.08,70,541475]
[null,"Beverage-Air","WTR27HC-*********","Work-Top Table",5.25,0.98,70,541475]
[null,"Beverage-Air","WTR32AHC-***********","Work-Top Table",7.22,0.79,70,541475]
[null,"Beverage-Air","WTR34HC-*************","Work-Top Table",5.96,1.01,70,541475]
[null,"Beverage-Air","WTR36AHC*********","Work-Top Table",8.5,1.1000000000000001,70,541475]
[null,"Beverage-Air","WTR41AHC*********","Work-Top Table",7.94,1.02,70,541475]
[null,"Beverage-Air","WTR46AHC-*******","Work-Top Table",10.8,0.81,70,541475]
[null,"Beverage-Air","WTR48AHC-*********","Work-Top Table",11.82,0.91,70,541475]
[null,"Beverage-Air","WTR60AHC-******","Work-Top Table",14.75,0.93,70,541475]
[null,"Beverage-Air","WTR67AHC-*******","Work-Top Table",18.97,1.1599999999999999,70,541476]
[null,"Beverage-Air","WTRD119AHC-******","Work-Top Table",40.119999999999997,2.69,70,541477]
[null,"Beverage-Air","WTRD27AHC-***********","Work-Top Table",6.13,1.08,70,541475]
[null,"Beverage-Air","WTRD32AHC-***********","Work-Top Table",7.22,0.95,70,541475]
[null,"Blue Air","BSR23-HC","Reach-in",18.89,0.85,70,541476]
[null,"Blue Air","BSR23T-HC","Reach-in",19.04,1.06,70,541476]
[null,"Blue Air","BSR49-HC","Reach-in",42.69,2.58,70,541477]
[null,"Blue Air","BSR49-HC_V1","Reach-in",42.7,2.0499999999999998,70,541477]
[null,"Blue Air","BSR49T-HC","Reach-in",42.85,1.65,70,541477]
[null,"Blue Air","BSR49T-HC_V1","Reach-in",42.85,2.21,70,541477]
[null,"Blue Air","BSR72-HC","Reach-in",66.52,2.94,100,541478]
[null,"Continental Refrigerator","1REN","Reach-in",21.38,1.4,70,541476]
[null,"Continental Refrigerator","1RENHD","Reach-in",21.11,1.46,70,541476]
[null,"Continental Refrigerator","1RENPT","Pass-Through",23.79,1.86,70,541476]
[null,"Continental Refrigerator","1RESN","Reach-in",18.79,1.27,70,541476]
[null,"Continental Refrigerator","1RESNHD","Reach-in",18.52,1.49,70,541476]
[null,"Continental Refrigerator","1RN","Reach-in",18.97,1.28,70,541476]
[null,"Continental Refrigerator","1RNHD","Reach-in",18.559999999999999,1.43,70,541476]
[null,"Continental Refrigerator","1RNPT","Pass-Through",22.03,1.54,70,541476]
[null,"Continental Refrigerator","1RNPTHD","Pass-Through",21.49,1.61,70,541476]
[null,"Continental Refrigerator","1RSEN","Reach-in",13.83,1.23,70,541475]
[null,"Continental Refrigerator","1RSENHD","Reach-in",13.63,1.26,70,541475]
[null,"Continental Refrigerator","1RSN","Reach-in",14.65,1.28,70,541475]
[null,"Continental Refrigerator","1RXN","Reach-in",28.66,1.71,70,541476]
[null,"Continental Refrigerator","1RXNHD","Reach-in",28.36,1.74,70,541476]
[null,"Continental Refrigerator","1RXNPT","Pass-Through",33.159999999999997,1.9,70,541477]
[null,"Continental Refrigerator","1RXNPTHD","Pass-Through",32.700000000000003,1.96,70,541477]
[null,"Continental Refrigerator","1RXSN","Reach-in",22.63,1.5,70,541476]
[null,"Continental Refrigerator","2REN","Reach-in",48.64,2.06,70,541477]
[null,"Continental Refrigerator","2RENHD","Reach-in",48.33,2.25,70,541477]
[null,"Continental Refrigerator","2RENPT","Pass-Through",53.34,2.7,100,541478]
[null,"Continental Refrigerator","2RENPTHD","Pass-Through",53,2.88,100,541478]
[null,"Continental Refrigerator","2RESN","Reach-in",40.75,2.11,70,541477]
[null,"Continental Refrigerator","2RESNHD","Reach-in",40.42,2.2200000000000002,70,541477]
[null,"Continental Refrigerator","2RN","Reach-in",43.45,2.13,70,541477]
[null,"Continental Refrigerator","2RNHD","Reach-in",43.03,2.15,70,541477]
[null,"Continental Refrigerator","2RNPT","Pass-Through",47.2,2.46,70,541477]
[null,"Continental Refrigerator","2RNPTHD","Pass-Through",46.3,2.58,70,541477]
[null,"Continental Refrigerator","2RSEN","Reach-in",28.38,1.86,70,541476]
[null,"Continental Refrigerator","2RSENHD","Reach-in",28.04,1.98,70,541476]
[null,"Continental Refrigerator","2RSESN","Reach-in",24.44,1.83,70,541476]
[null,"Continental Refrigerator","2RSESNHD","Reach-in",24.18,1.9,70,541476]
[null,"Continental Refrigerator","2RSN","Reach-in",36.450000000000003,1.88,70,541477]
[null,"Continental Refrigerator","2RSNHD","Reach-in",36.020000000000003,1.96,70,541477]
[null,"Continental Refrigerator","3REN","Reach-in",77,3.04,100,541478]
[null,"Continental Refrigerator","3RENHD","Reach-in",75.7,3.13,100,541478]
[null,"Continental Refrigerator","3RENPT","Pass-Through",84,3.61,100,541478]
[null,"Continental Refrigerator","3RENPTHD","Pass-Through",82.3,3.86,100,541478]
[null,"Continental Refrigerator","3RN","Reach-in",68.400000000000006,2.98,100,541478]
[null,"Continental Refrigerator","3RNHD","Reach-in",67.599999999999994,3.1,100,541478]
[null,"Continental Refrigerator","3RNPT","Pass-Through",75.7,3.37,100,541478]
[null,"Continental Refrigerator","3RNPTHD","Pass-Through",74,3.6,100,541478]
[null,"Continental Refrigerator","3RSN","Reach-in",55.6,2.97,100,541478]
[null,"Continental Refrigerator","3RSNHD","Reach-in",54.8,3.09,100,541478]
[null,"Continental Refrigerator","BB79N","Milk or Beverage Cabinet",25.88,1.55,70,541476]
[null,"Continental Refrigerator","D1REN","Reach-in",21.8,1.54,70,541476]
[null,"Continental Refrigerator","D1RENHD","Reach-in",21.51,1.66,70,541476]
[null,"Continental Refrigerator","D1RENPT","Pass-Through",23.79,1.86,70,541476]
[null,"Continental Refrigerator","D1RENPTHD","Reach-in",23.96,1.88,70,541476]
[null,"Continental Refrigerator","D1RESN","Reach-in",19.190000000000001,1.36,70,541476]
[null,"Continental Refrigerator","D1RESNHD","Reach-in",18.920000000000002,1.41,70,541476]
[null,"Continental Refrigerator","D1RIN","Reach-in",32,2.08,70,541477]
[null,"Continental Refrigerator","D1RINE","Reach-in",34.5,2.1800000000000002,70,541477]
[null,"Continental Refrigerator","D1RINRT","Reach-in",34.200000000000003,2.33,70,541477]
[null,"Continental Refrigerator","D1RINRTE","Reach-in",37.299999999999997,2.41,70,541477]
[null,"Continental Refrigerator","D1RN","Reach-in",19.3,1.39,70,541476]
[null,"Continental Refrigerator","D1RNHD","Reach-in",19.25,1.42,70,541476]
[null,"Continental Refrigerator","D1RNPT","Pass-Through",22.03,1.54,70,541476]
[null,"Continental Refrigerator","D1RNPTHD","Pass-Through",21.49,1.61,70,541476]
[null,"Continental Refrigerator","D1RSEN","Reach-in",13.83,1.22,70,541475]
[null,"Continental Refrigerator","D1RSENHD","Reach-in",13.63,1.24,70,541475]
[null,"Continental Refrigerator","D1RSESN","Reach-in",11.32,1.2,70,541475]
[null,"Continental Refrigerator","D1RSESNHD","Reach-in",11.12,1.2,70,541475]
[null,"Continental Refrigerator","D1RSN","Reach-in",15.16,1.26,70,541476]
[null,"Continental Refrigerator","D1RXN","Reach-in",29.17,1.75,70,541476]
[null,"Continental Refrigerator","D1RXNHD","Reach-in",28.87,1.8,70,541476]
[null,"Continental Refrigerator","D1RXNPT","Pass-Through",33.159999999999997,1.9,70,541477]
[null,"Continental Refrigerator","D1RXNPTHD","Pass-Through",32.700000000000003,1.96,70,541477]
[null,"Continental Refrigerator","D1RXSN","Reach-in",22.36,1.43,70,541476]
[null,"Continental Refrigerator","D1RXSNHD","Reach-in",22.06,1.47,70,541476]
[null,"Continental Refrigerator","D2REN","Reach-in",49.1,2.42,70,541477]
[null,"Continental Refrigerator","D2RENHD","Reach-in",48.7,2.5099999999999998,70,541477]
[null,"Continental Refrigerator","D2RENPT","Pass-Through",53.34,2.7,100,541478]
[null,"Continental Refrigerator","D2RENPTHD","Pass-Through",53.8,2.88,100,541478]
[null,"Continental Refrigerator","D2RESN","Reach-in",41.1,2.14,70,541477]
[null,"Continental Refrigerator","D2RESNHD","Reach-in",40.700000000000003,2.23,70,541477]
[null,"Continental Refrigerator","D2RIN","Reach-in",62.94,3.22,100,541478]
[null,"Continental Refrigerator","D2RINE","Reach-in",69.040000000000006,3.44,100,541478]
[null,"Continental Refrigerator","D2RN","Reach-in",44.1,2.16,70,541477]
[null,"Continental Refrigerator","D2RNHD","Reach-in",43.7,2.23,70,541477]
[null,"Continental Refrigerator","D2RNPT","Pass-Through",47.2,2.61,70,541477]
[null,"Continental Refrigerator","D2RNPTHD","Pass-Through",46.3,2.7,70,541477]
[null,"Continental Refrigerator","D2RSEN","Reach-in",28.6,1.99,70,541476]
[null,"Continental Refrigerator","D2RSESN","Reach-in",24.4,1.82,70,541476]
[null,"Continental Refrigerator","D2RSN","Reach-in",37.1,2.0499999999999998,70,541477]
[null,"Continental Refrigerator","D2RSNHD","Reach-in",36.700000000000003,2.08,70,541477]
[null,"Continental Refrigerator","DL1RX-R","Reach-in",29.2,2.23,70,541476]
[null,"Continental Refrigerator","KC79N","Milk or Beverage Cabinet",25.88,1.55,70,541476]
[null,"Continental Refrigerator","MC5NSCW","Milk or Beverage Cabinet",23.6,1.36,70,541476]
[null,"Continental Refrigerator","RA118N","Reach-in",43,1.91,70,541477]
[null,"Continental Refrigerator","RA43N","Reach-in",12.2,1.05,70,541475]
[null,"Continental Refrigerator","RA60N","Reach-in",19.2,1.4,70,541476]
[null,"Continental Refrigerator","RA68N","Reach-in",22.9,1.53,70,541476]
[null,"Continental Refrigerator","RA93N","Reach-in",33.299999999999997,1.91,70,541477]
[null,"Continental Refrigerator","SW27N","Work-Top Table",6.66,0.86,70,541475]
[null,"Continental Refrigerator","SW32N","Work-Top Table",7.76,0.9,70,541475]
[null,"Continental Refrigerator","SW36N","Work-Top Table",8.27,0.91,70,541475]
[null,"Continental Refrigerator","SW48N","Work-Top Table",11.6,0.97,70,541475]
[null,"Continental Refrigerator","SW60N","Work-Top Table",14.5,1.04,70,541475]
[null,"Continental Refrigerator","SW72N","Work-Top Table",18.5,1.24,70,541476]
[null,"Delfield","402P************","Work-Top Table",5.7,0.96,70,541475]
[null,"Delfield","406CAP**********","Work-Top Table",5.7,0.96,70,541475]
[null,"Delfield","406P************","Work-Top Table",5.7,0.96,70,541475]
[null,"Delfield","CSR2NP-S","Reach-in",39.76,2.08,70,541477]
[null,"Delfield","CSR2NP-SH","Reach-in",39.53,2.09,70,541477]
[null,"Delfield","CSRPT2P-S","Pass-Through",49.93,3.03,70,541477]
[null,"Delfield","CSRPT2P-SH","Pass-Through",49.38,2.48,70,541477]
[null,"Delfield","CSRRI1P-S","Reach-in",37.659999999999997,2.27,70,541477]
[null,"Delfield","CSRRT1P-S","Roll-Through",39,2.4900000000000002,70,541477]
[null,"Delfield","GCR2P-SH","Reach-in",45.58,2.48,70,541477]
[null,"Delfield","GCR3P-SH","Reach-in",70.81,3.52,100,541478]
[null,"Delfield","ST4048P*********","Work-Top Table",10.9,1.1399999999999999,70,541475]
[null,"Delfield","UC4048P*********","Work-Top Table",10.9,1.1399999999999999,70,541475]
[null,"Dowell","R-60","Wedge Case",2.12,0.66,70,541475]
[null,"Dukers","D28R","Reach-in",18.07,1.4,70,541476]
[null,"Dukers","D55AR","Reach-in",41.73,1.54,70,541477]
[null,"Dukers","D55R","Reach-in",41.07,2.59,70,541477]
[null,"Dukers","D83R","Reach-in",65.11,2.34,100,541478]
[null,"Dukers","DUC29R","Undercounter",7.55,0.87,70,541475]
[null,"Dukers","DUC48R","Undercounter",13.11,0.93,70,541475]
[null,"Dukers","DUC60R","Undercounter",16.690000000000001,0.86,70,541476]
[null,"Dukers","DUC72R","Undercounter",20.21,1.08,70,541476]
[null,"Everest Refrigeration","EBB48-24","Reach-in",12.71,1.03,70,541475]
[null,"Everest Refrigeration","EBC50","Reach-in",10.84,0.74,70,541475]
[null,"Everest Refrigeration","EBR1","Reach-in",21.1,1.66,70,541476]
[null,"Everest Refrigeration","EBSR2","Reach-in",40.03,2.41,70,541477]
[null,"Everest Refrigeration","ECB52-60D2","Reach-in",10.06,1,70,541475]
[null,"Everest Refrigeration","ESR1","Reach-in",21.24,1.37,70,541476]
[null,"Everest Refrigeration","ESR2","Reach-in",36.450000000000003,2.52,70,541477]
[null,"Everest Refrigeration","ETBR1","Undercounter",7.47,0.54,70,541475]
[null,"Everest Refrigeration","ETBR2","Undercounter",13.7,1.1100000000000001,70,541475]
[null,"Fogel","HR15A","Reach-in",2.5499999999999998,0.76,70,541475]
[null,"Fogel","MTR-27","Undercounter",6.33,0.86,70,541475]
[null,"Fogel","MTR-48","Undercounter",12.09,1.22,70,541475]
[null,"Fresh Town Co Ltd","FBB-59B","Undercounter",18.559999999999999,1.43,70,541476]
[null,"Fresh Town Co Ltd","FBB-59S","Undercounter",18.559999999999999,1.43,70,541476]
[null,"Fresh Town Co Ltd","FBB-90B","Undercounter",30.47,2.16,70,541477]
[null,"Fresh Town Co Ltd","FBB-90S","Undercounter",30.47,2.16,70,541477]
[null,"Fresh Town Co Ltd","FBB-95B","Undercounter",32.4,2.31,70,541477]
[null,"Fresh Town Co Ltd","FBC-95B","Undercounter",28.31,1.68,70,541476]
[null,"Fresh Town Co Ltd","FBD-59B","Undercounter",18.559999999999999,1.43,70,541476]
[null,"Fresh Town Co Ltd","FBD-59S","Undercounter",18.559999999999999,1.43,70,541476]
[null,"Fresh Town Co Ltd","FBD-90B","Undercounter",30.47,2.16,70,541477]
[null,"Fresh Town Co Ltd","FBD-90S","Undercounter",30.47,2.16,70,541477]
[null,"Fresh Town Co Ltd","FBD-95B","Undercounter",32.4,2.31,70,541477]
[null,"Fresh Town Co Ltd","FBD-95S","Undercounter",32.4,2.31,70,541477]
[null,"Fresh Town Co Ltd","FRB-23RS","Reach-in",18.22,1.25,70,541476]
[null,"Fresh Town Co Ltd","FRB-49RS","Reach-in",40.93,2.14,70,541477]
[null,"Fresh Town Co Ltd","FRB-72RS","Reach-in",63.75,3.32,100,541478]
[null,"FWE","PTSB-1109-96HR","Reach-in",14.63,1.27,70,541475]
[null,"FWE","PTST-0911-56-1520-16HR","Reach-in",23.6,1.41,70,541476]
[null,"FWE","R-30","Reach-in",17.2,1.27,70,541476]
[null,"FWE","RBQ-96","Reach-in",29.14,1.41,70,541476]
[null,"FWE","SR-30","Reach-in",17.2,1.27,70,541476]
[null,"FWE","UHRS-10","Reach-in",19.010000000000002,1.27,70,541476]
[null,"FWE","URS-10","Reach-in",19.71,1.27,70,541476]
[null,"FWE","URS-10D","Reach-in",19.71,1.27,70,541476]
[null,"FWE","URS-10P","Reach-in",19.71,1.27,70,541476]
[null,"Hoshizaki","BB80*","Undercounter",28.74,2.08,70,541476]
[null,"Hoshizaki","BB95*","Undercounter",32.53,2.08,70,541477]
[null,"Hoshizaki","CC80*","Other",24.67,1.44,70,541476]
[null,"Hoshizaki","CR1S-FS*","Reach-in",20.9,1.55,70,541476]
[null,"Hoshizaki","CR1S-FS**","Reach-in",20.9,1.55,70,541476]
[null,"Hoshizaki","CR1S-HS*","Reach-in",20.8,1.47,70,541476]
[null,"Hoshizaki","CR2S-FS*","Reach-in",47.2,2.48,70,541477]
[null,"Hoshizaki","CR2S-HS","Reach-in",47,2.2999999999999998,70,541477]
[null,"Hoshizaki","CRMR27-***","Undercounter",6.22,0.64,70,541475]
[null,"Hoshizaki","CRMR36-***","Undercounter",8.6999999999999993,0.81,70,541475]
[null,"Hoshizaki","CRMR72-***","Undercounter",19.68,1.53,70,541476]
[null,"Hoshizaki","DD24*","Other",7.46,0.84,70,541475]
[null,"Hoshizaki","DD80*","Other",28.74,2.08,70,541476]
[null,"Hoshizaki","DD95*","Other",32.53,2.08,70,541477]
[null,"Hoshizaki","HR15A","Reach-in",2.54,0.76,70,541475]
[null,"Hoshizaki","HR24B","Undercounter",3.7,0.51,70,541475]
[null,"Hoshizaki","PT1A-FS-FS","Pass-Through",24.2,1.31,70,541476]
[null,"Hoshizaki","PT1A-HS-HS","Pass-Through",24.2,1.31,70,541476]
[null,"Hoshizaki","R1A-FS***","Reach-in",23.11,1.25,70,541476]
[null,"Hoshizaki","R1A-HS***","Reach-in",23.11,1.25,70,541476]
[null,"Hoshizaki","UR27A-***","Undercounter",6.22,0.63,70,541475]
[null,"Hoshizaki","UR27B-***","Undercounter",6.21,0.65,70,541475]
[null,"Hoshizaki","UR36A-***","Undercounter",8.6999999999999993,0.54,70,541475]
[null,"Hoshizaki","UR36B-***","Undercounter",8.64,0.69,70,541475]
[null,"Hoshizaki","UR48A-***","Undercounter",12,0.82,70,541475]
[null,"Hoshizaki","UR48B-***","Undercounter",12,1.05,70,541475]
[null,"Hoshizaki","UR60A-***","Undercounter",15.4,0.89,70,541476]
[null,"Hoshizaki","UR72A-***","Undercounter",19.7,1.3,70,541476]
[null,"Hoshizaki","WR27A-***","Work-Top Table",6.22,0.63,70,541475]
[null,"Hoshizaki","WR27B-***","Work-Top Table",6.21,0.65,70,541475]
[null,"Hoshizaki","WR36A-***","Work-Top Table",8.6999999999999993,0.54,70,541475]
[null,"Hoshizaki","WR36B-***","Work-Top Table",8.64,0.69,70,541475]
[null,"Hoshizaki","WR48A-***","Work-Top Table",12,0.82,70,541475]
[null,"Hoshizaki","WR48B-***","Work-Top Table",12,1.05,70,541475]
[null,"Hoshizaki","WR60A-***","Work-Top Table",15.4,0.89,70,541476]
[null,"Hoshizaki","WR72A-***","Work-Top Table",19.7,1.3,70,541476]
[null,"IM2","EVC1.5 R6","Reach-in",1.62,0.45,70,541475]
[null,"Imbera","G319 R2 SD","Reach-in",19.2,1.48,70,541476]
[null,"Imbera","SSC-20-1S","Reach-in",21.7,1.59,70,541476]
[null,"Imbera","SSC-45-2S","Reach-in",46.3,2.93,70,541477]
[null,"Imbera","VC16-H2S","Reach-in",22.8,1.75,70,541476]
[null,"Imbera","VC31-H2S2","Reach-in",47.6,2.5099999999999998,70,541477]
[null,"JonesZylon","JZHR-192-XL","Reach-in",14.63,1.27,70,541475]
[null,"JonesZylon","JZHR-40-HC","Reach-in",23.6,1.41,70,541476]
[null,"JonesZylon","JZR-10UBT","Reach-in",19.34,1.27,70,541476]
[null,"JonesZylon","JZR-10UBTD","Reach-in",19.34,1.27,70,541476]
[null,"JonesZylon","JZRR-120","Reach-in",28.52,1.9,70,541476]
[null,"JonesZylon","JZRR-120HD","Reach-in",28.52,1.9,70,541476]
[null,"JonesZylon","JZRR-144","Reach-in",39.61,1.9,70,541477]
[null,"JonesZylon","JZRR-144HD","Reach-in",39.61,1.9,70,541477]
[null,"Kairak","KUHT48-LR","Undercounter",13.56,1.2,70,541475]
[null,"Kegco","SLK-15BBR","Undercounter",2.86,0.5,70,541475]
[null,"Kegco","SLK-15BSR","Undercounter",2.86,0.5,70,541475]
[null,"Kelvinator COMMERCIAL","KCHRI25R1DRE","Reach-in",18.2,1.1100000000000001,70,541476]
[null,"KERONG","BC-136CT","Reach-in",4.8,0.57999999999999996,70,541475]
[null,"KERONG","BC-89F","Reach-in",3.13,0.53,70,541475]
[null,"Liebherr","GRB05S1HC","Reach-in",4.78,0.62,70,541475]
[null,"Liebherr","GRT21S1HC","Reach-in",20.059999999999999,1.27,70,541476]
[null,"Liebherr","GRT21S2HC","Reach-in",20.77,1.27,70,541476]
[null,"Liebherr","GRT50S2HC","Reach-in",46.31,2.4,70,541477]
[null,"Liebherr","RO 510","Undercounter",3.7,0.95,70,541475]
[null,"Master-Bilt","MBR23-SH","Reach-in",19.440000000000001,1.37,70,541476]
[null,"Master-Bilt","MBR49-SH","Reach-in",42.06,2.73,70,541477]
[null,"Master-Bilt","R23-SH","Reach-in",19.440000000000001,1.37,70,541476]
[null,"Master-Bilt","R49-SH","Reach-in",42.06,2.73,70,541477]
[null,"Norlake","AR124***/0-A","Milk or Beverage Cabinet",17.82,1.1599999999999999,70,541476]
[null,"Norlake","AR162***/0-A","Milk or Beverage Cabinet",23.5,1.25,70,541476]
[null,"Norlake","AR164***/0-A","Milk or Beverage Cabinet",23.5,1.32,70,541476]
[null,"Norlake","NLR23-SH","Reach-in",19.440000000000001,1.37,70,541476]
[null,"Norlake","NLR49-SH","Reach-in",42.06,2.73,70,541477]
[null,"Norlake","NLUR36A","Undercounter",9.8699999999999992,1.1399999999999999,70,541475]
[null,"Norlake","NR241***/0","Reach-in",24.1,1.9,70,541476]
[null,"Norlake","NR241**S/0X","Reach-in",24.1,1.82,70,541476]
[null,"Norlake","NR242**S/0X","Reach-in",23.97,1.82,70,541476]
[null,"Norlake","NR522**S/0X","Reach-in",51.45,2.98,100,541478]
[null,"Norlake","NR803**S/0X","Reach-in",79.849999999999994,3.51,100,541478]
[null,"Norlake","NR806**S/0X","Reach-in",79.52,3.36,100,541478]
[null,"Norlake","R23-SH","Reach-in",19.440000000000001,1.37,70,541476]
[null,"Norlake","R49-SH","Reach-in",42.06,2.73,70,541477]
[null,"Norlake","UR36A","Undercounter",9.8699999999999992,1.1399999999999999,70,541475]
[null,"OMCAN INC","BB-CN-0005-HC","Undercounter",4.0999999999999996,0.92,70,541475]
[null,"OMCAN INC","BB-CN-0017-HC","Reach-in",17.5,1.08,70,541476]
[null,"OMCAN INC","RE-CN-0006-HC","Undercounter",5.5,0.53,70,541475]
[null,"OMCAN INC","RE-CN-0021-HC","Reach-in",20.6,1.17,70,541476]
[null,"Perlick","BBR24-RO-*","Reach-in",6.74,0.83,70,541475]
[null,"Perlick","BBRLP48-RO-*","Reach-in",10.7,1.1200000000000001,70,541475]
[null,"Perlick","HB24BS4S-**-*****","Undercounter",4.8099999999999996,0.83,70,541475]
[null,"Perlick","HB24RS4S-**-*****","Undercounter",4.8099999999999996,0.83,70,541475]
[null,"Perlick","HB24WS4S-**-*****","Undercounter",4.8099999999999996,0.83,70,541475]
[null,"Perlick","HC24RS4S-**-*****","Undercounter",5.22,0.76,70,541475]
[null,"Perlick","HC24WS4S-**-*****","Undercounter",5.22,0.76,70,541475]
[null,"Perlick","HD24RS4S-**-*****","Undercounter",3.2,0.68,70,541475]
[null,"Perlick","HD24WS4S-**-*****","Undercounter",3.2,0.68,70,541475]
[null,"Primoris","FB23R","Reach-in",19.100000000000001,1.56,70,541476]
[null,"Primoris","FB49R","Reach-in",43.4,2.34,70,541477]
[null,"Pro-Kold","SSC-20-1S","Reach-in",21.7,1.59,70,541476]
[null,"Pro-Kold","SSC-45-2S","Reach-in",46.3,2.93,70,541477]
[null,"Pro-Kold","VC16-H2S","Reach-in",22.8,1.75,70,541476]
[null,"Pro-Kold","VC31-H2S2","Reach-in",47.6,2.5099999999999998,70,541477]
[null,"Randell","51368PT-52","Work-Top Table",27.44,1.98,70,541476]
[null,"Randell","51368PT-52*","Work-Top Table",27.44,1.98,70,541476]
[null,"Randell","FX-1-290REF","Work-Top Table",3.1,0.88,70,541475]
[null,"Randell","FX-1-290REF*","Work-Top Table",3.1,0.88,70,541475]
[null,"Randell","FX-1A-290REF","Work-Top Table",2.5099999999999998,0.79,70,541475]
[null,"Randell","FX-1A-290REF*","Work-Top Table",2.5099999999999998,0.79,70,541475]
[null,"Randell","FX-1RE-290REF","Work-Top Table",3.1,0.88,70,541475]
[null,"Randell","FX-1RE-290REF*","Work-Top Table",3.1,0.88,70,541475]
[null,"Randell","FX-1REA-290REF","Work-Top Table",2.5099999999999998,0.79,70,541475]
[null,"Randell","FX-1REA-290REF*","Work-Top Table",2.5099999999999998,0.79,70,541475]
[null,"Randell","FX-1UC-290REF","Undercounter",2.83,0.75,70,541475]
[null,"Randell","FX-1UC-290REF*","Undercounter",2.83,0.75,70,541475]
[null,"Randell","R1R-29-1","Reach-in",21.63,1.66,70,541476]
[null,"Randell","R1R-29-2","Reach-in",21.63,1.66,70,541476]
[null,"Randell","R2R-52-2","Reach-in",42.3,2.66,70,541477]
[null,"Silver King","SK2SB","Other",4.3,0.74,70,541475]
[null,"Silver King","SKBY1","Other",0.94,0.93,70,541475]
[null,"Silver King","SKMAJ2","Milk or Beverage Cabinet",4.01,0.33,70,541475]
[null,"Silver King","SKSD","Other",3.86,0.43,70,541475]
[null,"Summit Commercial","ADA2DOS","Reach-in",4.8,0.57999999999999996,70,541475]
[null,"Summit Commercial","ADRD24","Reach-in",4.8,0.57999999999999996,70,541475]
[null,"Summit Commercial","ADRD25OS","Reach-in",4.8,0.57999999999999996,70,541475]
[null,"Summit Commercial","BAR197","Reach-in",3.13,0.53,70,541475]
[null,"Summit Commercial","BAR198S","Reach-in",3.13,0.53,70,541475]
[null,"Summit Commercial","BCR199","Reach-in",3.13,0.53,70,541475]
[null,"Summit Commercial","BCR19S","Reach-in",3.13,0.53,70,541475]
[null,"Summit Commercial","FF195","Reach-in",3.13,0.53,70,541475]
[null,"Summit Commercial","FFAR25L*7*","Other",1.7,0.66,70,541475]
[null,"Summit Commercial","LADA2D24","Reach-in",4.8,0.57999999999999996,70,541475]
[null,"Summit Commercial","R17FF*","Reach-in",16.5,1.2,70,541476]
[null,"Summit Commercial","SBC635M*7*","Undercounter",5.6,0.85,70,541475]
[null,"Summit Commercial","SBC695OS*","Undercounter",6.05,0.85,70,541475]
[null,"Summit Commercial","SCRR231","Reach-in",20.6,1.01,70,541476]
[null,"Summit Commercial","SCRR232**","Reach-in",19.53,1.03,70,541476]
[null,"Summit Commercial","SCRR232LH**","Reach-in",19.53,1.03,70,541476]
[null,"Summit Commercial","SCRR491","Reach-in",41.3,2.0699999999999998,70,541477]
[null,"Summit Commercial","SCRR492**","Reach-in",42.24,1.83,70,541477]
[null,"Summit Commercial","SCRR492LH**","Reach-in",42.24,1.83,70,541477]
[null,"Summit Commercial","SCRR722**","Reach-in",60.84,2.44,100,541478]
[null,"Summit Commercial","SCRR722LH**","Reach-in",60.84,2.44,100,541478]
[null,"Summit Commercial","SP6DS24ADA","Reach-in",4.8,0.57999999999999996,70,541475]
[null,"Summit Commercial","SPR196OS","Reach-in",3.13,0.53,70,541475]
[null,"Summit Commercial","SPR2DOSADA","Reach-in",4.8,0.57999999999999996,70,541475]
[null,"Traulsen","ADT132K-HHS","Reach-in",8.5299999999999994,1.06,70,541475]
[null,"Traulsen","AHT132WUT-FHS-eS","Reach-in",23.43,1.76,70,541476]
[null,"Traulsen","AHT132WUT-HHS-eS","Reach-in",23.37,1.76,70,541476]
[null,"Traulsen","AHT232NUT-FHS-eS","Reach-in",46.02,2.78,70,541477]
[null,"Traulsen","AHT232NUT-HHS-eS","Reach-in",45.89,2.78,70,541477]
[null,"Traulsen","AHT232WUT-FHS-eS","Reach-in",50.53,2.95,100,541478]
[null,"Traulsen","AHT232WUT-HHS-eS","Reach-in",50.4,2.94,100,541478]
[null,"Traulsen","AHT332WUT-FHS-eS","Reach-in",77.45,3.56,100,541478]
[null,"Traulsen","AHT332WUT-HHS-eS","Reach-in",77.260000000000005,3.56,100,541478]
[null,"Traulsen","CLUC-27R-DW","Undercounter",6.4,1.06,70,541475]
[null,"Traulsen","CLUC-27R-SD","Undercounter",6.5,1.06,70,541475]
[null,"Traulsen","CLUC-36R-SD","Undercounter",9,1.1100000000000001,70,541475]
[null,"Traulsen","CLUC-48R-DW","Undercounter",12.2,1.18,70,541475]
[null,"Traulsen","CLUC-48R-SD","Undercounter",12.4,1.18,70,541475]
[null,"Traulsen","CLUC-60R-DW","Undercounter",15.7,1.28,70,541476]
[null,"Traulsen","CLUC-60R-SD","Undercounter",15.9,1.29,70,541476]
[null,"Traulsen","CLUC-72R-DW","Undercounter",19.399999999999999,1.51,70,541476]
[null,"Traulsen","CLUC-72R-SD","Undercounter",19.600000000000001,1.52,70,541476]
[null,"Traulsen","G10000","Reach-in",23.37,1.76,70,541476]
[null,"Traulsen","G10000-032","Reach-in",23.37,1.76,70,541476]
[null,"Traulsen","G10001","Reach-in",23.37,1.76,70,541476]
[null,"Traulsen","G10001-032","Reach-in",23.37,1.76,70,541476]
[null,"Traulsen","G10010","Reach-in",23.43,1.76,70,541476]
[null,"Traulsen","G10010-032","Reach-in",23.43,1.76,70,541476]
[null,"Traulsen","G10011","Reach-in",23.43,1.76,70,541476]
[null,"Traulsen","G10011-032","Reach-in",23.43,1.76,70,541476]
[null,"Traulsen","G30000","Reach-in",69.150000000000006,3.37,100,541478]
[null,"Traulsen","G30000-032","Reach-in",69.150000000000006,3.37,100,541478]
[null,"Traulsen","G30001","Reach-in",69.150000000000006,3.37,100,541478]
[null,"Traulsen","G30001-032","Reach-in",69.150000000000006,3.37,100,541478]
[null,"Traulsen","G30002","Reach-in",69.150000000000006,3.37,100,541478]
[null,"Traulsen","G30002-032","Reach-in",69.150000000000006,3.37,100,541478]
[null,"Traulsen","G30003","Reach-in",69.150000000000006,3.37,100,541478]
[null,"Traulsen","G30003-032","Reach-in",69.150000000000006,3.37,100,541478]
[null,"Traulsen","G30010","Reach-in",69.349999999999994,3.38,100,541478]
[null,"Traulsen","G30010-032","Reach-in",69.349999999999994,3.38,100,541478]
[null,"Traulsen","G30011","Reach-in",69.349999999999994,3.38,100,541478]
[null,"Traulsen","G30011-032","Reach-in",69.349999999999994,3.38,100,541478]
[null,"Traulsen","G30012","Reach-in",69.349999999999994,3.38,100,541478]
[null,"Traulsen","G30012-032","Reach-in",69.349999999999994,3.38,100,541478]
[null,"Traulsen","G30013","Reach-in",69.349999999999994,3.38,100,541478]
[null,"Traulsen","G30013-032","Reach-in",69.349999999999994,3.38,100,541478]
[null,"Traulsen","RDT132K-HHS","Reach-in",8.5299999999999994,1.06,70,541475]
[null,"Traulsen","RHT132WUT-FHS-eS","Reach-in",23.43,1.76,70,541476]
[null,"Traulsen","RHT132WUT-HHS-eS","Reach-in",23.37,1.76,70,541476]
[null,"Traulsen","RHT232NUT-FHS-eS","Reach-in",46.02,2.78,70,541477]
[null,"Traulsen","RHT232NUT-HHS-eS","Reach-in",45.89,2.78,70,541477]
[null,"Traulsen","RHT232WUT-FHS-eS","Reach-in",50.53,2.95,100,541478]
[null,"Traulsen","RHT232WUT-HHS-eS","Reach-in",50.4,2.94,100,541478]
[null,"Traulsen","RHT332WUT-FHS-eS","Reach-in",77.45,3.56,100,541478]
[null,"Traulsen","RHT332WUT-HHS-eS","Reach-in",77.260000000000005,3.56,100,541478]
[null,"Traulsen","TU044HR","Undercounter",9.31,1.1299999999999999,70,541475]
[null,"Traulsen","UHT32L0-0300","Undercounter",8.61,1.1000000000000001,70,541475]
[null,"Traulsen","UHT32R0-0300","Undercounter",8.61,1.1000000000000001,70,541475]
[null,"Traulsen","UHT48-LL","Undercounter",13.56,1.2,70,541475]
[null,"Traulsen","UHT48-LR","Undercounter",13.56,1.2,70,541475]
[null,"Traulsen","UHT48-RL","Undercounter",13.56,1.2,70,541475]
[null,"Traulsen","UHT48-RR","Undercounter",13.56,1.2,70,541475]
[null,"Traulsen","UHT48LL-0300","Undercounter",13.56,1.2,70,541475]
[null,"Traulsen","UHT48LR-0300","Undercounter",13.56,1.2,70,541475]
[null,"Traulsen","UHT48RR-0300","Undercounter",13.56,1.2,70,541475]
[null,"True","STA1R-1S-HC","Reach-in",22.09,1.61,70,541476]
[null,"True","STA1R-2HS-HC","Reach-in",22,1.66,70,541476]
[null,"True","STA1RPT-1S-1S-HC","Pass-Through",23.52,1.63,70,541476]
[null,"True","STA1RPT-2HS-1S-HC","Pass-Through",23.44,1.84,70,541476]
[null,"True","STA1RPT-2HS-2HS-HC","Pass-Through",23.35,1.84,70,541476]
[null,"True","STA2R-2S-HC","Reach-in",46.86,2.23,70,541477]
[null,"True","STG1R-1S-HC","Reach-in",22.09,1.61,70,541476]
[null,"True","STG1R-2HS-HC","Reach-in",22,1.66,70,541476]
[null,"True","STG1RPT-1S-1S-HC","Pass-Through",23.52,1.63,70,541476]
[null,"True","STG1RPT-2HS-1S-HC","Pass-Through",23.44,1.84,70,541476]
[null,"True","STG1RPT-2HS-2HS-HC","Pass-Through",23.35,1.84,70,541476]
[null,"True","STG2R-2S-HC","Reach-in",46.86,2.23,70,541477]
[null,"True","STM1R-1S-HC","Reach-in",22.09,1.61,70,541476]
[null,"True","STM1R-2HS-HC","Reach-in",22,1.66,70,541476]
[null,"True","STM2R-2S-HC","Reach-in",46.86,2.23,70,541477]
[null,"True","STR1R-1S-HC","Reach-in",22.09,1.61,70,541476]
[null,"True","STR1R-2HS-HC","Reach-in",22,1.66,70,541476]
[null,"True","STR1RPT-1S-1S-HC","Pass-Through",23.52,1.63,70,541476]
[null,"True","STR1RPT-2HS-1S-HC","Pass-Through",23.44,1.84,70,541476]
[null,"True","STR1RPT-2HS-2HS-HC","Pass-Through",23.35,1.84,70,541476]
[null,"True","STR2R-2S-HC","Reach-in",46.86,2.23,70,541477]
[null,"True","T-12-HC","Reach-in",11.22,0.76,70,541475]
[null,"True","T-15-2-HC","Reach-in",12.46,0.81,70,541475]
[null,"True","T-19-HC","Reach-in",14.79,0.92,70,541475]
[null,"True","T-23-2-HC","Reach-in",20.13,1.36,70,541476]
[null,"True","T-23-HC","Reach-in",20.260000000000002,1.27,70,541476]
[null,"True","T-23PT-HC","Pass-Through",21.23,1.02,70,541476]
[null,"True","T-43-HC","Reach-in",36.020000000000003,2.5,70,541477]
[null,"True","T-49-HC","Reach-in",43.26,2.75,70,541477]
[null,"True","TBB-1-HC","Undercounter",7.86,0.93,70,541475]
[null,"True","TBB-1-S-HC","Undercounter",7.86,0.93,70,541475]
[null,"True","TBB-2-HC","Undercounter",19.510000000000002,1.3,70,541476]
[null,"True","TBB-2-S-HC","Undercounter",19.510000000000002,1.3,70,541476]
[null,"True","TBB-3-HC","Undercounter",23.54,1.42,70,541476]
[null,"True","TBB-3-S-HC","Undercounter",23.54,1.42,70,541476]
[null,"True","TBB-4-HC","Undercounter",27.77,1.98,70,541476]
[null,"True","TBB-4-S-HC","Undercounter",27.77,1.98,70,541476]
[null,"True","TDD-1-HC","Other",7.86,0.93,70,541475]
[null,"True","TDD-1-S-HC","Other",7.86,0.93,70,541475]
[null,"True","TDD-2-HC","Other",19.510000000000002,1.3,70,541476]
[null,"True","TDD-2-S-HC","Other",19.510000000000002,1.3,70,541476]
[null,"True","TDD-2CT-HC","Other",19.510000000000002,1.3,70,541476]
[null,"True","TDD-2CT-S-HC","Other",19.510000000000002,1.3,70,541476]
[null,"True","TDD-3-HC","Reach-in",23.54,1.42,70,541476]
[null,"True","TDD-3-S-HC","Reach-in",23.54,1.42,70,541476]
[null,"True","TDD-3CT-HC","Reach-in",23.54,1.42,70,541476]
[null,"True","TDD-3CT-S-HC","Reach-in",23.54,1.42,70,541476]
[null,"True","TDD-4-HC","Other",27.77,1.98,70,541476]
[null,"True","TDD-4-S-HC","Other",27.77,1.98,70,541476]
[null,"True","TDD-4CT-HC","Other",27.77,1.98,70,541476]
[null,"True","TDD-4CT-S-HC","Other",27.77,1.98,70,541476]
[null,"True","TG1R-1S-HC","Reach-in",27.33,1.28,70,541476]
[null,"True","TG2R-2S-HC","Reach-in",50.59,2.65,100,541478]
[null,"True","TMC-49-HC","Milk or Beverage Cabinet",16.61,1.05,70,541476]
[null,"True","TMC-49-S-HC","Milk or Beverage Cabinet",16.61,1.05,70,541476]
[null,"True","TMC-49-S-SS-HC","Milk or Beverage Cabinet",16.61,1.05,70,541476]
[null,"True","TMC-49-SS-HC","Milk or Beverage Cabinet",16.61,1.05,70,541476]
[null,"True","TMC-58-HC","Milk or Beverage Cabinet",19.940000000000001,1.17,70,541476]
[null,"True","TMC-58-S-HC","Milk or Beverage Cabinet",19.940000000000001,1.17,70,541476]
[null,"True","TMC-58-S-SS-HC","Milk or Beverage Cabinet",19.940000000000001,1.17,70,541476]
[null,"True","TMC-58-SS-HC","Milk or Beverage Cabinet",19.940000000000001,1.17,70,541476]
[null,"True","TS-23-2-HC","Reach-in",20.13,1.36,70,541476]
[null,"True","TS-23-HC","Reach-in",20.260000000000002,1.27,70,541476]
[null,"True","TS-23PT-HC","Pass-Through",21.23,1.02,70,541476]
[null,"True","TS-43-HC","Reach-in",36.020000000000003,2.5,70,541477]
[null,"True","TS-49-HC","Reach-in",43.26,2.75,70,541477]
[null,"True","TSD-33-HC-LD","Reach-in",29.32,2.09,70,541476]
[null,"True","TUC-24-HC","Undercounter",4.97,0.59,70,541475]
[null,"True","TUC-24-HC~SPEC1","Undercounter",4.93,0.59,70,541475]
[null,"True","TUC-27-ADA-HC","Undercounter",7.07,0.93,70,541475]
[null,"True","TUC-27-ADA-HC~SPEC1","Undercounter",7.07,0.93,70,541475]
[null,"True","TUC-27-HC","Undercounter",7.07,0.93,70,541475]
[null,"True","TUC-27-HC~SPEC1","Undercounter",7.07,0.93,70,541475]
[null,"True","TUC-27-LP-HC","Undercounter",7.07,0.93,70,541475]
[null,"True","TUC-27-LP-HC~SPEC1","Undercounter",7.07,0.93,70,541475]
[null,"True","TUC-27-LP-K-HC","Undercounter",6.74,0.87,70,541475]
[null,"True","TUC-48-ADA-HC","Undercounter",13.35,1.1200000000000001,70,541475]
[null,"True","TUC-48-ADA-HC~SPEC1","Undercounter",13.35,1.1200000000000001,70,541475]
[null,"True","TUC-48-HC","Undercounter",13.35,1.1200000000000001,70,541475]
[null,"True","TUC-48-HC~SPEC1","Undercounter",13.35,1.1200000000000001,70,541475]
[null,"True","TUC-48-LP-HC","Undercounter",13.35,1.1200000000000001,70,541475]
[null,"True","TUC-48-LP-HC~SPEC1","Undercounter",13.35,1.1200000000000001,70,541475]
[null,"True","TUC-48-LP-K-HC","Undercounter",12.76,0.99,70,541475]
[null,"True","TUC-67D-2-HC","Undercounter",20.41,1.61,70,541476]
[null,"True","TUC-67D-2-HC~SPEC1","Undercounter",20.41,1.61,70,541476]
[null,"True","TUC-67D-4-HC","Undercounter",20.41,1.61,70,541476]
[null,"True","TUC-67D-4-HC~SPEC1","Undercounter",20.41,1.61,70,541476]
[null,"True","TUC-93-HC","Undercounter",31.34,2.04,70,541477]
[null,"True","TUC-93-HC~SPEC1","Undercounter",31.34,2.04,70,541477]
[null,"True","TUC-93D-2-HC","Undercounter",31.34,2.19,70,541477]
[null,"True","TUC-93D-2-HC~SPEC1","Undercounter",31.34,2.19,70,541477]
[null,"True","TUC-93D-4-HC","Undercounter",31.34,2.19,70,541477]
[null,"True","TUC-93D-4-HC~SPEC1","Undercounter",31.34,2.19,70,541477]
[null,"True","TUC-93D-6-HC","Undercounter",31.34,2.19,70,541477]
[null,"True","TUC-93D-6-HC~SPEC1","Undercounter",31.34,2.19,70,541477]
[null,"True","TWT-27-ADA-HC","Work-Top Table",7.07,0.93,70,541475]
[null,"True","TWT-27-ADA-HC~SPEC1","Work-Top Table",7.07,0.93,70,541475]
[null,"True","TWT-27-HC","Work-Top Table",7.07,0.93,70,541475]
[null,"True","TWT-27-HC~SPEC1","Work-Top Table",7.07,0.93,70,541475]
[null,"True","TWT-48-ADA-HC","Work-Top Table",13.35,1.1200000000000001,70,541475]
[null,"True","TWT-48-ADA-HC~SPEC1","Work-Top Table",13.35,1.1200000000000001,70,541475]
[null,"True","TWT-48-HC","Work-Top Table",13.35,1.1200000000000001,70,541475]
[null,"True","TWT-48-HC~SPEC1","Work-Top Table",13.35,1.1200000000000001,70,541475]
[null,"True","TWT-67D-2-HC","Work-Top Table",20.41,1.61,70,541476]
[null,"True","TWT-67D-2-HC~SPEC1","Work-Top Table",20.41,1.61,70,541476]
[null,"True","TWT-67D-4-HC","Work-Top Table",20.41,1.61,70,541476]
[null,"True","TWT-67D-4-HC~SPEC1","Work-Top Table",20.41,1.61,70,541476]
[null,"True","TWT-93-HC","Work-Top Table",31.34,2.04,70,541477]
[null,"True","TWT-93-HC~SPEC1","Work-Top Table",31.34,2.04,70,541477]
[null,"True","TWT-93D-2-HC","Work-Top Table",31.34,2.19,70,541477]
[null,"True","TWT-93D-2-HC~SPEC1","Work-Top Table",31.34,2.19,70,541477]
[null,"True","TWT-93D-4-HC","Work-Top Table",31.34,2.19,70,541477]
[null,"True","TWT-93D-4-HC~SPEC1","Work-Top Table",31.34,2.19,70,541477]
[null,"True","TWT-93D-6-HC","Work-Top Table",31.34,2.19,70,541477]
[null,"True","TWT-93D-6-HC~SPEC1","Work-Top Table",31.34,2.19,70,541477]
[null,"Turbo Air","ER19-1-N","Reach-in",18.440000000000001,1.41,70,541476]
[null,"Turbo Air","ER19-1-N6-V","Reach-in",18.46,0.94,70,541476]
[null,"Turbo Air","ER19-2-N","Reach-in",18.440000000000001,1.41,70,541476]
[null,"Turbo Air","ER24-1-N","Reach-in",21.7,1.63,70,541476]
[null,"Turbo Air","ER24-1-N6-V","Reach-in",21.94,1.08,70,541476]
[null,"Turbo Air","ER24-2-N","Reach-in",21.7,1.63,70,541476]
[null,"Turbo Air","ER47-2-N","Reach-in",42.1,2.42,70,541477]
[null,"Turbo Air","ER47-2-N6-V","Reach-in",42.27,1.61,70,541477]
[null,"Turbo Air","ER47-4-N","Reach-in",42.1,2.42,70,541477]
[null,"Turbo Air","EUR-28-N6","Reach-in",6.76,0.75,70,541475]
[null,"Turbo Air","EUR-28-N6-N","Undercounter",7.11,0.69,70,541475]
[null,"Turbo Air","EUR-36-N6-V","Undercounter",9.74,0.86,70,541475]
[null,"Turbo Air","EUR-48-N6","Reach-in",12.18,0.93,70,541475]
[null,"Turbo Air","EUR-48-N6-V","Undercounter",13.24,1.1000000000000001,70,541475]
[null,"Turbo Air","EUR-60-N6","Reach-in",17.22,1.1100000000000001,70,541476]
[null,"Turbo Air","EUR-60-N6-N","Undercounter",16.86,1.32,70,541476]
[null,"Turbo Air","JUR-36-N6","Reach-in",6.37,0.73,70,541475]
[null,"Turbo Air","JUR-36N","Reach-in",5.66,0.8,70,541475]
[null,"Turbo Air","JUR-36S-N6","Reach-in",5.66,0.63,70,541475]
[null,"Turbo Air","JUR-48-N6","Reach-in",9.93,0.98,70,541475]
[null,"Turbo Air","JUR-48N","Reach-in",9.0399999999999991,0.98,70,541475]
[null,"Turbo Air","JUR-48S-N6","Reach-in",8.27,0.74,70,541475]
[null,"Turbo Air","JUR-60-N6","Reach-in",13.58,1.26,70,541475]
[null,"Turbo Air","JUR-60S-N6","Reach-in",11.31,1.04,70,541475]
[null,"Turbo Air","JUR-72-N6","Reach-in",17.2,1.1299999999999999,70,541476]
[null,"Turbo Air","JUR-72S-N6","Reach-in",15.17,1.01,70,541476]
[null,"Turbo Air","M3R19-1-N","Reach-in",18.440000000000001,1.41,70,541476]
[null,"Turbo Air","M3R19-2-N","Reach-in",18.440000000000001,1.41,70,541476]
[null,"Turbo Air","M3R24-1-N","Reach-in",21.7,0.94,70,541476]
[null,"Turbo Air","M3R24-2-N","Reach-in",21.7,0.94,70,541476]
[null,"Turbo Air","M3R47-2-N","Reach-in",42.1,1.65,70,541477]
[null,"Turbo Air","M3R47-4-N","Reach-in",42.1,1.65,70,541477]
[null,"Turbo Air","M3R72-3-N","Reach-in",65.88,2.35,100,541478]
[null,"Turbo Air","M3R72-6-N","Reach-in",65.88,2.35,100,541478]
[null,"Turbo Air","MUR-20S-N6","Reach-in",2.2999999999999998,0.82,70,541475]
[null,"Turbo Air","MUR-24S-N6","Reach-in",2.86,0.89,70,541475]
[null,"Turbo Air","MUR-28","Reach-in",6.8,0.84,70,541475]
[null,"Turbo Air","MUR-28L","Reach-in",6.8,0.84,70,541475]
[null,"Turbo Air","MUR-28L-N6","Reach-in",6.18,0.75,70,541475]
[null,"Turbo Air","MUR-36","Reach-in",9,1.06,70,541475]
[null,"Turbo Air","MUR-36-N6","Reach-in",9,0.91,70,541475]
[null,"Turbo Air","MUR-36L","Reach-in",9,1.06,70,541475]
[null,"Turbo Air","MUR-36L-N6","Reach-in",8.36,0.91,70,541475]
[null,"Turbo Air","MWR-20S-N6","Reach-in",2.2999999999999998,0.82,70,541475]
[null,"Turbo Air","MWR-24S-N6","Reach-in",2.86,0.89,70,541475]
[null,"Turbo Air","PRO-26-2R-N","Reach-in",25.4,1.58,70,541476]
[null,"Turbo Air","PRO-26R-N","Reach-in",25.4,1.58,70,541476]
[null,"Turbo Air","PRO-26R-RI-N","Reach-in",39.909999999999997,1.83,70,541477]
[null,"Turbo Air","PRO-50-4R-N","Reach-in",48.7,2.4300000000000002,70,541477]
[null,"Turbo Air","PRO-50R-N","Reach-in",48.7,2.4300000000000002,70,541477]
[null,"Turbo Air","PRO-77-6R-N","Reach-in",75.040000000000006,2.99,100,541478]
[null,"Turbo Air","PRO-77R-N","Reach-in",75.040000000000006,2.99,100,541478]
[null,"Turbo Air","TBB-24-48SBD-N6","Reach-in",12.2,1.05,70,541475]
[null,"Turbo Air","TBB-24-60SBD-N6","Reach-in",16.46,1.2,70,541476]
[null,"Turbo Air","TBB-24-72SBD-N6","Reach-in",20.62,1.39,70,541476]
[null,"Turbo Air","TBB-2SB-N6","Reach-in",19,1.53,70,541476]
[null,"Turbo Air","TBB-2SBD-N6","Reach-in",19,1.28,70,541476]
[null,"Turbo Air","TBB-3SB-N6","Reach-in",23,1.59,70,541476]
[null,"Turbo Air","TBB-4SB-N","Reach-in",36.47,2.29,70,541477]
[null,"Turbo Air","TBB-4SBD-N","Reach-in",36.47,1.84,70,541477]
[null,"Turbo Air","TBD-1SB-N6","Reach-in",10.81,1.19,70,541475]
[null,"Turbo Air","TBD-1SBD-N6","Reach-in",10.81,1.19,70,541475]
[null,"Turbo Air","TBD-1SD-N6","Reach-in",10.81,1.19,70,541475]
[null,"Turbo Air","TBD-1SDD-N6","Reach-in",10.81,1.19,70,541475]
[null,"Turbo Air","TBD-2SB","Reach-in",20.9,1.4,70,541476]
[null,"Turbo Air","TBD-2SB-N6","Reach-in",17.12,1.1499999999999999,70,541476]
[null,"Turbo Air","TBD-2SBD-N6","Reach-in",17.12,1.25,70,541476]
[null,"Turbo Air","TBD-2SD","Reach-in",20.9,1.4,70,541476]
[null,"Turbo Air","TBD-2SD-N6","Reach-in",17.12,1.1499999999999999,70,541476]
[null,"Turbo Air","TBD-2SDD-N6","Reach-in",17.12,1.25,70,541476]
[null,"Turbo Air","TBD-3SB-N","Reach-in",21.19,1.51,70,541476]
[null,"Turbo Air","TBD-3SBD-N","Reach-in",21.19,1.5,70,541476]
[null,"Turbo Air","TBD-3SBD-N6","Reach-in",23,1.36,70,541476]
[null,"Turbo Air","TBD-3SD-N","Reach-in",21.19,1.51,70,541476]
[null,"Turbo Air","TBD-3SDD-N","Reach-in",21.19,1.5,70,541476]
[null,"Turbo Air","TBD-4SB-N","Reach-in",29.64,1.76,70,541476]
[null,"Turbo Air","TBD-4SBD-N","Reach-in",29.64,1.81,70,541476]
[null,"Turbo Air","TBD-4SD-N","Reach-in",29.64,1.76,70,541476]
[null,"Turbo Air","TBD-4SDD-N","Reach-in",29.64,1.81,70,541476]
[null,"Turbo Air","TCB-2SB-N6","Reach-in",20.9,1.33,70,541476]
[null,"Turbo Air","TCB-2SBD-N6","Reach-in",20.9,1.23,70,541476]
[null,"Turbo Air","TCB-2SD-N6","Reach-in",20.9,1.33,70,541476]
[null,"Turbo Air","TCB-2SDD-N6","Reach-in",20.9,1.23,70,541476]
[null,"Turbo Air","TCB-3SB-N6","Reach-in",25.4,1.1299999999999999,70,541476]
[null,"Turbo Air","TCB-3SBD-N6","Reach-in",25.4,1.24,70,541476]
[null,"Turbo Air","TCB-3SD-N6","Reach-in",25.4,1.1299999999999999,70,541476]
[null,"Turbo Air","TCB-3SDD-N6","Reach-in",25.4,1.24,70,541476]
[null,"Turbo Air","TCB-4SB-N","Reach-in",36.47,1.53,70,541477]
[null,"Turbo Air","TCB-4SBD-N","Reach-in",36.47,1.68,70,541477]
[null,"Turbo Air","TCB-4SD-N","Reach-in",36.47,1.53,70,541477]
[null,"Turbo Air","TCB-4SDD-N","Reach-in",36.47,1.68,70,541477]
[null,"Turbo Air","TMKC-34-2-SS-N6","Milk or Beverage Cabinet",12.21,0.73,70,541475]
[null,"Turbo Air","TMKC-34-2-WS-N6","Milk or Beverage Cabinet",12.21,0.73,70,541475]
[null,"Turbo Air","TMKC-49-2-SS-N6","Milk or Beverage Cabinet",18.3,0.87,70,541476]
[null,"Turbo Air","TMKC-49-2-WS-N6","Milk or Beverage Cabinet",18.3,0.87,70,541476]
[null,"Turbo Air","TMKC-58-2-SS-N6","Milk or Beverage Cabinet",21.98,1.07,70,541476]
[null,"Turbo Air","TMKC-58-2-WS-N6","Milk or Beverage Cabinet",21.98,1.07,70,541476]
[null,"Turbo Air","TSR-23SD*","Reach-in",19.3,1.56,70,541476]
[null,"Turbo Air","TSR-23SD-N6","Reach-in",19.3,0.79,70,541476]
[null,"Turbo Air","TSR-23SD-N6-L","Reach-in",19.3,0.79,70,541476]
[null,"Turbo Air","TSR-35SD-N","Reach-in",29,1.66,70,541476]
[null,"Turbo Air","TSR-35SD-N6","Reach-in",29.19,1.45,70,541476]
[null,"Turbo Air","TSR-49SD","Reach-in",41.1,2.4500000000000002,70,541477]
[null,"Turbo Air","TSR-49SD-N6","Reach-in",42.69,1.37,70,541477]
[null,"Turbo Air","TSR-72SD-N","Reach-in",64.099999999999994,2.33,100,541478]
[null,"Turbo Air","TUR-36SD-N6","Reach-in",9,0.91,70,541475]
[null,"Turbo Air","TWR-36SD-N6","Reach-in",9,0.91,70,541475]
[null,"U-Line","UCRE515-SS32A","Reach-in",3.7,0.75,70,541475]
[null,"U-Line","UCRE515-SS33A","Reach-in",3.7,0.75,70,541475]
[null,"U-Line","UCRE518-SS32A","Reach-in",3.7,0.75,70,541475]
[null,"U-Line","UCRE518-SS33A","Reach-in",3.7,0.75,70,541475]
[null,"U-Line","UCRE524-SS32A","Reach-in",5.2,0.9,70,541475]
[null,"U-Line","UCRE524-SS33A","Reach-in",5.2,0.9,70,541475]
[null,"U-Line","UCWC515-SS32A","Reach-in",3.7,0.75,70,541475]
[null,"U-Line","UCWC515-SS33A","Reach-in",3.7,0.75,70,541475]
[null,"U-Line","UCWC518-SS32A","Reach-in",3.7,0.75,70,541475]
[null,"U-Line","UCWC518-SS33A","Reach-in",3.7,0.75,70,541475]
[null,"U-Line","UCWC524-SS32A","Reach-in",5.2,0.9,70,541475]
[null,"U-Line","UCWC524-SS33A","Reach-in",5.2,0.9,70,541475]
[null,"US Refrigeration","USBV-24R","Reach-in",19.149999999999999,1.56,70,541476]
[null,"US Refrigeration","USBV-48R","Reach-in",43.46,2.34,70,541477]
[null,"US Refrigeration","USTV-24R","Reach-in",21.38,1.56,70,541476]
[null,"US Refrigeration","USTV-48R","Reach-in",41.99,2.34,70,541477]
[null,"US Refrigeration","USUV-28","Undercounter",7.15,0.9,70,541475]
[null,"US Refrigeration","USUV-73","Undercounter",21.13,1.69,70,541476]
[null,"US Refrigeration","USWT-28","Work-Top Table",7.15,0.9,70,541475]
[null,"US Refrigeration","USWT-73","Work-Top Table",21.13,1.69,70,541476]
[null,"Utility Refrigerator","R-30-SS-1S-N-C","Reach-in",19.45,1.41,70,541476]
[null,"Victory","RS-2D*S1*EW*HC","Reach-in",48.6,2.97,70,541477]
[null,"Victory","RS-2D*S1*EW*HD*HC","Reach-in",48.26,2.97,70,541477]
[null,"Victory","RSA-2D*S1*EW*HC","Reach-in",48.6,2.97,70,541477]
[null,"Victory","RSA-2D*S1*EW*HD*HC","Reach-in",48.26,2.97,70,541477]
[null,"Victory","VERSA-2D-HD-HC","Reach-in",45.2,2.57,70,541477]
[null,"Victory","VERSA-2D-SD-HC","Reach-in",45.2,2.57,70,541477]
[null,"Victory","VERSA-3D-HD-HC","Reach-in",71.52,3.5,100,541478]
[null,"Victory","VERSA-3D-SD-HC","Reach-in",71.52,3.5,100,541478]
[null,"Victory","VUR119HC***","Undercounter",40.119999999999997,2.69,70,541477]
[null,"Victory","VUR27HC***","Undercounter",6.13,1.08,70,541475]
[null,"Victory","VUR36HC********","Undercounter",8.5,1.08,70,541475]
[null,"Victory","VURD119HC***","Undercounter",40.119999999999997,2.69,70,541477]
[null,"Victory","VURD27HC***","Undercounter",6.13,1.08,70,541475]
[null,"Victory","VWR119HC***","Work-Top Table",40.119999999999997,2.69,70,541477]
[null,"Victory","VWR27HC***","Work-Top Table",6.13,1.08,70,541475]
[null,"Victory","VWR36HC********","Work-Top Table",8.5,1.08,70,541475]
[null,"Victory","VWRD119HC***","Work-Top Table",40.119999999999997,2.69,70,541477]
[null,"Victory","VWRD27HC***","Work-Top Table",6.13,1.08,70,541475]
[null,"Whynter","BEF-286SB","Reach-in",2.86,0.5,70,541475]
[null,"Whynter","BOR-53024-SSW","Undercounter",5.3,0.72,70,541475]
[null,"Whynter","TBR-182RS","Reach-in",1.8,0.57999999999999996,70,541475]
[null,"Whynter","TBR-185SR","Reach-in",1.8,0.57999999999999996,70,541475]
[null,"Zhejiang Meisda Refrigeration Technology Co.,Ltd.","SC68","Reach-in",2.2999999999999998,0.69,70,541475]
[null,"Zhejiang Meisda Refrigeration Technology Co.,Ltd.","SC80H","Reach-in",2.5,0.92,70,541475]

{"sheet":"Freezers_CA","index":25,"n_rows":427,"n_cols":8,"rows_kept":427,"cut":false,"hidden":true,"merged":[]}
[null,"Qualified Glass Door Freezers",null,null,"Updated "," 9/15/2021"]
[null,"Qualifying models must meet ENERGY STAR® Version 4.0 specification and must be listed in the California "]
[null,"Energy Commission database. Products on this list qualify for purchases from the date they are added until "]
[null,"the date they are removed. "]
[null,"NOTE: Program criteria are subject to change."]
[null,"Company","Model Number","Style Type","Total\nVolume\n(cu. ft.)","Daily\nEnergy Use\n(kWh)","Rebate\n(per unit)","Measure\nCode"]
[null,"ACCUCOLD","SPF5*","Reach-in",3.2,1.99,30,541483]
[null,"Beverage-Air","CF3HC-1-W","Reach-in",2.9,2.61,30,541483]
[null,"Beverage-Air","CT1HC-1*G******","Reach-in",22.37,7.5,70,541484]
[null,"Beverage-Air","UCF20HC-25-*******","Undercounter",2.27,2.48,30,541483]
[null,"Beverage-Air","UCF24AHC-25*******","Undercounter",4.9000000000000004,2.71,30,541483]
[null,"Beverage-Air","UCF27AHC-25***********","Undercounter",6.15,3.73,30,541483]
[null,"Beverage-Air","UCF32AHC-25*********","Undercounter",7.22,3.38,30,541483]
[null,"Beverage-Air","WTF20HC-25-*******","Work-Top Table",2.27,2.48,30,541483]
[null,"Beverage-Air","WTF24AHC-25*********","Work-Top Table",4.9000000000000004,2.71,30,541483]
[null,"Beverage-Air","WTF27AHC-25***********","Work-Top Table",6.15,3.73,30,541483]
[null,"Beverage-Air","WTF32AHC-25*********","Work-Top Table",7.22,3.38,30,541483]
[null,"Continental Refrigerator","1FENGD","Reach-in",21.38,6.23,70,541484]
[null,"Continental Refrigerator","1FENGDHD","Reach-in",21.11,6.34,70,541484]
[null,"Continental Refrigerator","1FESNGD","Reach-in",18.79,6.06,70,541484]
[null,"Continental Refrigerator","1FESNGDHD","Reach-in",18.52,6.09,70,541484]
[null,"Continental Refrigerator","1FNGD","Reach-in",18.829999999999998,6,70,541484]
[null,"Continental Refrigerator","1FNGDHD","Reach-in",18.600000000000001,6.04,70,541484]
[null,"Continental Refrigerator","1FSNGD","Reach-in",14.65,5.67,30,541483]
[null,"Continental Refrigerator","1FSNGDHD","Reach-in",14.38,5.68,30,541483]
[null,"Continental Refrigerator","1FXNGD","Reach-in",28.66,6.51,70,541484]
[null,"Continental Refrigerator","1FXNGDHD","Reach-in",28.36,6.53,70,541484]
[null,"Continental Refrigerator","1FXNGDPT","Reach-in",33.159999999999997,8.74,100,541485]
[null,"Continental Refrigerator","1FXSNGD","Reach-in",22.36,6.43,70,541484]
[null,"Continental Refrigerator","1FXSNGDHD","Reach-in",22.06,6.46,70,541484]
[null,"Hoshizaki","UF27A-GLP01","Undercounter",6.22,3.13,30,541483]
[null,"Hussmann Corporation","MD4060DA","Reach-in",16.8,2.1800000000000002,70,541484]
[null,"Hussmann Corporation","RM2W","Reach-in",71.5,5.51,300,541486]
[null,"Imbera","EVC09 HC","Reach-in",7.17,1.05,30,541483]
[null,"Imbera","VFS12 HC","Reach-in",9.8000000000000007,4.09,30,541483]
[null,"Imbera","VR11 CZ HC","Reach-in",10.199999999999999,1.34,30,541483]
[null,"Imbera","VR13 CZ HC","Reach-in",11.7,1.49,30,541483]
[null,"Imbera","VR27 CZ HC","Reach-in",27.8,2.4500000000000002,70,541484]
[null,"METALFRIO","NG5CHC","Reach-in",5.37,2.2599999999999998,30,541483]
[null,"METALFRIO","VN20MX","Reach-in",6.22,2.88,30,541483]
[null,"METALFRIO","VN22MX","Reach-in",7.63,3.25,30,541483]
[null,"Minus Forty","07-CSGF-00-1C00*-***********","Reach-in",6.43,3.57,30,541483]
[null,"Minus Forty","07-CSGF-01-1C00*-***********","Reach-in",6.43,3.57,30,541483]
[null,"Minus Forty","09-USGF-00-1C00*-***********","Reach-in",7.88,3.06,30,541483]
[null,"Minus Forty","09-USGF-X1-1C00*-***********","Reach-in",7.88,3.06,30,541483]
[null,"Minus Forty","09M-USGF-00-1C00*-***********","Reach-in",6.6,3.3,30,541483]
[null,"Minus Forty","09M-USGF-X1-1C00*-***********","Reach-in",6.6,3.3,30,541483]
[null,"Minus Forty","10-USGF-00-1C00*-***********","Reach-in",9.15,3.47,30,541483]
[null,"Minus Forty","10-USGF-X1-1C00*-***********","Reach-in",9.15,3.47,30,541483]
[null,"Minus Forty","11-CSGF-00-1C00*-***********","Reach-in",12.53,5.16,30,541483]
[null,"Minus Forty","13-USGF-00-1C00*-***********","Reach-in",11.24,4.41,30,541483]
[null,"Minus Forty","13-USGF-L1-1C00*-***********","Reach-in",11.24,4.41,30,541483]
[null,"Minus Forty","13-USGF-L2-1C00*-***********","Reach-in",11.24,4.41,30,541483]
[null,"Minus Forty","13-USGF-X1-1C00*-***********","Reach-in",11.24,4.41,30,541483]
[null,"Minus Forty","19-USGF-00-1C00*-***********","Reach-in",18.39,5.41,70,541484]
[null,"Minus Forty","19-USGF-L1-1C00*-***********","Reach-in",18.39,5.41,70,541484]
[null,"Minus Forty","19-USGF-L2-1C00*-***********","Reach-in",18.39,5.41,70,541484]
[null,"Minus Forty","19-USGF-X1-1C00*-***********","Reach-in",18.39,5.41,70,541484]
[null,"Minus Forty","22-USGF-00-1C00*-***********","Reach-in",21.5,5.78,70,541484]
[null,"Minus Forty","22-USGF-F1-1C00*-***********","Reach-in",21.83,6.39,70,541484]
[null,"Minus Forty","22-USGF-F2-1C00*-***********","Reach-in",21.83,6.39,70,541484]
[null,"Minus Forty","22-USGF-L1-1C00*-***********","Reach-in",21.5,5.78,70,541484]
[null,"Minus Forty","22-USGF-L2-1C00*-***********","Reach-in",21.5,5.78,70,541484]
[null,"Minus Forty","22-USGF-X1-1C00*-***********","Reach-in",21.5,5.78,70,541484]
[null,"OMCAN INC","FR-CN-0045-HC","Reach-in",42.5,11.19,100,541485]
[null,"OMCAN INC","FR-CN-1473","Reach-in",17.649999999999999,2.27,70,541484]
[null,"Pro-Kold","EVC09 HC","Reach-in",7.17,1.05,30,541483]
[null,"Pro-Kold","VFS12 HC","Reach-in",9.8000000000000007,4.09,30,541483]
[null,"Pro-Kold","VR11 CZ HC","Reach-in",10.199999999999999,1.34,30,541483]
[null,"Pro-Kold","VR13 CZ HC","Reach-in",11.7,1.49,30,541483]
[null,"Pro-Kold","VR27 CZ HC","Reach-in",27.8,2.4500000000000002,70,541484]
[null,"Summit Commercial","FS20L*GL*","Other",1.6,1.35,30,541483]
[null,"Summit Commercial","FS22L*GL*","Other",1.2,1.35,30,541483]
[null,"Summit Commercial","FS24L*GL*","Other",1.4,1.35,30,541483]
[null,"Summit Commercial","SCFU386*","Reach-in",1.77,2.2000000000000002,30,541483]
[null,"True","GDM-07F-HC~TSL01","Reach-in",6.52,3.84,30,541483]
[null,"True","GDM-10F-HC-LD","Reach-in",8.48,3.98,30,541483]
[null,"True","T-12FG-HC~FGD01","Reach-in",10.43,4.59,30,541483]
[null,"Turbo Air","TGF-10SD*-N","Reach-in",7.92,4.07,30,541483]
[null,"Turbo Air","TGF-23SD*-N","Reach-in",17.989999999999998,6.08,70,541484]
[null,"Turbo Air","TGF-23SDB-N-L","Reach-in",17.989999999999998,6.08,70,541484]
[null,"Turbo Air","TGF-23SDHB-N","Reach-in",19.940000000000001,6.36,70,541484]
[null,"Turbo Air","TGF-23SDHB-N-L","Reach-in",17.940000000000001,6.36,70,541484]
[null,"Turbo Air","TGF-23SDHV-N","Reach-in",17.940000000000001,6.36,70,541484]
[null,"Turbo Air","TGF-23SDHV-N-L","Reach-in",17.940000000000001,6.36,70,541484]
[null,"Turbo Air","TGF-23SDHW-N","Reach-in",17.940000000000001,6.36,70,541484]
[null,"Turbo Air","TGF-23SDHW-N-L","Reach-in",17.940000000000001,6.36,70,541484]
[null,"Turbo Air","TGF-23SDV-N-L","Reach-in",17.09,6.08,70,541484]
[null,"Turbo Air","TGF-23SDW-N-L","Reach-in",17.989999999999998,6.08,70,541484]
[null,"Turbo Air","TGF-35SDHB-N","Reach-in",30.94,9.44,100,541485]
[null,"Turbo Air","TGF-35SDHV-N","Reach-in",30.94,9.44,100,541485]
[null,"Turbo Air","TGF-35SDHW-N","Reach-in",30.94,9.44,100,541485]
[null,"Turbo Air","TGF-47SDB-N","Reach-in",39,11.35,100,541485]
[null,"Turbo Air","TGF-47SDHB-N","Reach-in",42.12,11.36,100,541485]
[null,"Turbo Air","TGF-47SDHV-N","Reach-in",42.12,11.36,100,541485]
[null,"Turbo Air","TGF-47SDHW-N","Reach-in",42.12,11.36,100,541485]
[null,"Turbo Air","TGF-47SDV-N","Reach-in",39,11.35,100,541485]
[null,"Turbo Air","TGF-47SDW-N","Reach-in",39,11.35,100,541485]
[null,"Turbo Air","TGF-49F-N","Reach-in",39.880000000000003,11.26,100,541485]
[null,"Turbo Air","TGF-49F-S-N","Reach-in",39.880000000000003,11.26,100,541485]
[null,"Turbo Air","TGF-49FAB-N","Reach-in",39.880000000000003,11.26,100,541485]
[null,"Turbo Air","TGF-49FB-N","Reach-in",39.880000000000003,11.26,100,541485]
[null,"Turbo Air","TGF-49FB-S-N","Reach-in",39.880000000000003,11.26,100,541485]
[null,"Turbo Air","TGIM-23B-N","Reach-in",17.7,5.5,70,541484]
[null,"Turbo Air","TGIM-23HB-N","Reach-in",17.3,5.26,70,541484]
[null,"Turbo Air","TGIM-23HB-N-L","Reach-in",17.3,5.26,70,541484]
[null,"Turbo Air","TGIM-23HW-N","Reach-in",17.3,5.26,70,541484]
[null,"Turbo Air","TGIM-23HW-N-L","Reach-in",17.3,5.26,70,541484]
[null,"Turbo Air","TGIM-23W-N","Reach-in",17.7,5.5,70,541484]
[null,"Turbo Air","TSF-23GSD-N","Reach-in",19.13,5.26,70,541484]
[null,"Victory","FS-2D-S1**G*HC","Reach-in",44.6,12.1,100,541485]
[null,"Victory","FSA-2D-S1**G*HC","Reach-in",44.6,12.1,100,541485]
[null,"ACCUCOLD","ACF332D*","Undercounter",2.5,1.36,70,541479]
[null,"ACCUCOLD","ALF62*","Undercounter",3.5,1.37,70,541479]
[null,"ACCUCOLD","FS24L*","Other",2.1,1.1399999999999999,70,541479]
[null,"ACCUCOLD","FS407*/FS408*","Reach-in",2.8,0.9,70,541479]
[null,"Atosa","MBF8003","Reach-in",64.88,10.7,350,541482]
[null,"Atosa","MBF8503","Reach-in",44.77,9.99,100,541481]
[null,"Atosa","MBF8504","Reach-in",67.989999999999995,10.7,350,541482]
[null,"Avantco Refrigeration","CFD-1FF","Reach-in",20.6,4.7,100,541480]
[null,"Beverage-Air","FB35HC-1*S*********","Reach-in",36.869999999999997,6.83,100,541481]
[null,"Beverage-Air","FB44HC-1*****","Reach-in",44,7.69,100,541481]
[null,"Beverage-Air","FB49HC-1*****","Reach-in",46.1,8.1999999999999993,100,541481]
[null,"Beverage-Air","HBF35HC-1*S*********","Reach-in",36.869999999999997,6.83,100,541481]
[null,"Beverage-Air","HBF44HC-1******","Reach-in",44,7.69,100,541481]
[null,"Beverage-Air","HBF49HC-1******","Reach-in",46.1,8.1999999999999993,100,541481]
[null,"Beverage-Air","HF1HC-1HS****","Reach-in",21.66,4.59,100,541480]
[null,"Beverage-Air","HF1HC-1S****","Reach-in",21.66,4.59,100,541480]
[null,"Beverage-Air","HF1WHC-1HS****","Reach-in",30.37,5.37,100,541481]
[null,"Beverage-Air","HF1WHC-1S****","Reach-in",30.37,5.37,100,541481]
[null,"Beverage-Air","HF2HC-1HS****","Reach-in",45.2,6.66,100,541481]
[null,"Beverage-Air","HF2HC-1S****","Reach-in",45.2,6.66,100,541481]
[null,"Beverage-Air","HF3HC-1HS****","Reach-in",69.099999999999994,11.76,350,541482]
[null,"Beverage-Air","HF3HC-1S****","Reach-in",69.099999999999994,11.76,350,541482]
[null,"Beverage-Air","HFP1HC-1HS****","Reach-in",21.66,4.59,100,541480]
[null,"Beverage-Air","HFP1HC-1S****","Reach-in",21.66,4.59,100,541480]
[null,"Beverage-Air","HFP1WHC-1HS****","Reach-in",30.37,5.37,100,541481]
[null,"Beverage-Air","HFP1WHC-1S****","Reach-in",30.37,5.37,100,541481]
[null,"Beverage-Air","HFP2HC-1HS****","Reach-in",45.2,6.66,100,541481]
[null,"Beverage-Air","HFP2HC-1S****","Reach-in",45.2,6.66,100,541481]
[null,"Beverage-Air","HFP3HC-1HS****","Reach-in",69.099999999999994,11.76,350,541482]
[null,"Beverage-Air","HFP3HC-1S****","Reach-in",69.099999999999994,11.76,350,541482]
[null,"Beverage-Air","HFPS1HC-1HS****","Reach-in",21.66,4.59,100,541480]
[null,"Beverage-Air","HFPS1HC-1S****","Reach-in",21.66,4.59,100,541480]
[null,"Beverage-Air","HFPS1WHC-1HS****","Reach-in",30.37,5.37,100,541481]
[null,"Beverage-Air","HFPS1WHC-1S****","Reach-in",30.37,5.37,100,541481]
[null,"Beverage-Air","HFPS2HC-1HS****","Reach-in",45.2,6.66,100,541481]
[null,"Beverage-Air","HFPS2HC-1S****","Reach-in",45.2,6.66,100,541481]
[null,"Beverage-Air","HFPS3HC-1HS****","Reach-in",69.099999999999994,11.76,350,541482]
[null,"Beverage-Air","HFPS3HC-1S****","Reach-in",69.099999999999994,11.76,350,541482]
[null,"Beverage-Air","HFS1HC-1HS****","Reach-in",21.66,4.59,100,541480]
[null,"Beverage-Air","HFS1HC-1S****","Reach-in",21.66,4.59,100,541480]
[null,"Beverage-Air","HFS1WHC-1HS****","Reach-in",30.37,5.37,100,541481]
[null,"Beverage-Air","HFS1WHC-1S****","Reach-in",30.37,5.37,100,541481]
[null,"Beverage-Air","HFS2HC-1HS****","Reach-in",45.2,6.66,100,541481]
[null,"Beverage-Air","HFS2HC-1S****","Reach-in",45.2,6.66,100,541481]
[null,"Beverage-Air","HFS3HC-1HS****","Reach-in",69.099999999999994,11.76,350,541482]
[null,"Beverage-Air","HFS3HC-1S****","Reach-in",69.099999999999994,11.76,350,541482]
[null,"Beverage-Air","UCF20HC-************","Undercounter",2.27,1.35,70,541479]
[null,"Beverage-Air","UCF24HC-******","Undercounter",4.53,1.79,70,541479]
[null,"Beverage-Air","UCF27AHC-***********","Undercounter",5.87,2.0099999999999998,70,541479]
[null,"Beverage-Air","UCF27HC-*********","Undercounter",5.24,1.89,70,541479]
[null,"Beverage-Air","UCF32AHC-***********","Undercounter",7.22,2.17,70,541479]
[null,"Beverage-Air","UCF36AHC-******","Undercounter",8.69,2.09,70,541479]
[null,"Beverage-Air","UCF60AHC-******","Undercounter",14.39,3.56,70,541479]
[null,"Beverage-Air","UCF67AHC-******","Undercounter",20.079999999999998,4.13,100,541480]
[null,"Beverage-Air","WTF20HC-*******","Work-Top Table",2.27,1.35,70,541479]
[null,"Beverage-Air","WTF24HC-******","Work-Top Table",4.53,1.79,70,541479]
[null,"Beverage-Air","WTF27AHC-***********","Work-Top Table",5.87,2.0099999999999998,70,541479]
[null,"Beverage-Air","WTF27HC-*********","Work-Top Table",5.24,1.89,70,541479]
[null,"Beverage-Air","WTF32AHC-***********","Work-Top Table",7.22,2.17,70,541479]
[null,"Beverage-Air","WTF36AHC-**********","Work-Top Table",8.69,2.09,70,541479]
[null,"Beverage-Air","WTF60AHC-******","Work-Top Table",14.39,3.56,70,541479]
[null,"Beverage-Air","WTF67AHC-******","Work-Top Table",20.079999999999998,4.13,100,541480]
[null,"Beverage-Air","WTFD27AHC-***********","Work-Top Table",5.87,2.09,70,541479]
[null,"Blue Air","BSF23-HC","Reach-in",18.62,4.4400000000000004,100,541480]
[null,"Blue Air","BSF23T-HC","Reach-in",19.04,4.4000000000000004,100,541480]
[null,"Blue Air","BSF49-HC","Reach-in",41.83,7.73,100,541481]
[null,"Blue Air","BSF49T-HC","Reach-in",42.52,7.25,100,541481]
[null,"Blue Air","BSF72-HC","Reach-in",65.2,11.41,350,541482]
[null,"Blue Air","BSF72T-HC","Reach-in",66.11,13.35,350,541482]
[null,"Continental Refrigerator","1F-HD-R","Reach-in",18.97,4.47,100,541480]
[null,"Continental Refrigerator","1F-R","Reach-in",18.829999999999998,4.46,100,541480]
[null,"Continental Refrigerator","1FE-R","Reach-in",21.38,4.75,100,541480]
[null,"Continental Refrigerator","1FEN","Reach-in",21.38,4.5999999999999996,100,541480]
[null,"Continental Refrigerator","1FENHD","Reach-in",21.11,4.6500000000000004,100,541480]
[null,"Continental Refrigerator","1FES-HD-R","Reach-in",18.52,4.3,100,541480]
[null,"Continental Refrigerator","1FES-R","Reach-in",18.79,4.3099999999999996,100,541480]
[null,"Continental Refrigerator","1FESN","Reach-in",18.79,4.3499999999999996,100,541480]
[null,"Continental Refrigerator","1FESNHD","Reach-in",18.52,4.34,100,541480]
[null,"Continental Refrigerator","1FN","Reach-in",18.97,4.45,100,541480]
[null,"Continental Refrigerator","1FXN","Reach-in",28.66,4.8,100,541480]
[null,"Continental Refrigerator","1FXNHD","Reach-in",28.36,4.83,100,541480]
[null,"Continental Refrigerator","1FXNPT","Pass-Through",33.159999999999997,5.51,100,541481]
[null,"Continental Refrigerator","1FXSN","Reach-in",22.36,4.58,100,541480]
[null,"Continental Refrigerator","1FXSNHD","Reach-in",22.06,4.72,100,541480]
[null,"Continental Refrigerator","2F","Reach-in",43.45,7.28,100,541481]
[null,"Continental Refrigerator","2F-CW","Reach-in",44.58,9.1999999999999993,100,541481]
[null,"Continental Refrigerator","2F-CW-HD","Reach-in",44.16,9.5500000000000007,100,541481]
[null,"Continental Refrigerator","2F-HD","Reach-in",43.03,7.47,100,541481]
[null,"Continental Refrigerator","2FE","Reach-in",48.75,7.35,100,541481]
[null,"Continental Refrigerator","2FE-HD","Reach-in",48.33,7.53,100,541481]
[null,"Continental Refrigerator","2FEN","Reach-in",48.75,9.4499999999999993,100,541481]
[null,"Continental Refrigerator","2FENHD","Reach-in",48.33,9.82,100,541481]
[null,"Continental Refrigerator","2FES","Reach-in",40.75,7.17,100,541481]
[null,"Continental Refrigerator","2FES-HD","Reach-in",40.33,7.49,100,541481]
[null,"Continental Refrigerator","2FN","Reach-in",43.45,8.85,100,541481]
[null,"Continental Refrigerator","2FNHD","Reach-in",43.03,9.17,100,541481]
[null,"Continental Refrigerator","DL2FE","Reach-in",49.07,10.88,100,541481]
[null,"Danby","DH016A1*","Reach-in",1.6,0.6,70,541479]
[null,"Danby","DH032A1*","Reach-in",3.2,0.8,70,541479]
[null,"Delfield","18FC43V","Work-Top Table",8.32,2.39,70,541479]
[null,"Delfield","18FC62V","Work-Top Table",13.86,3.14,70,541479]
[null,"Delfield","CSFPT2P-S","Reach-in",49.93,11.17,100,541481]
[null,"Delfield","CSFPT2P-SH","Reach-in",49.38,10.23,100,541481]
[null,"Delfield","F17C88CP","Other",14.07,3.81,70,541479]
[null,"Delfield","F18FC43V","Work-Top Table",8.32,2.39,70,541479]
[null,"Delfield","F18FC62V","Work-Top Table",13.86,3.14,70,541479]
[null,"Delfield","F2688*P****","Other",14.07,3.81,70,541479]
[null,"Delfield","F2694*P****","Other",14.07,3.81,70,541479]
[null,"Delfield","GUF32P-D****","Undercounter",7.53,2.46,70,541479]
[null,"Delfield","GUF32P-S****","Undercounter",7.53,2.17,70,541479]
[null,"Delfield","GUF60P-S****","Undercounter",15.09,4.0199999999999996,100,541480]
[null,"Dukers","D55F","Reach-in",41.07,8.23,100,541481]
[null,"Dukers","D83AF","Reach-in",65.88,10.85,350,541482]
[null,"Dukers","D83F","Reach-in",65.11,13.21,350,541482]
[null,"Fogel","MTF-48","Undercounter",12.09,3.17,70,541479]
[null,"Fresh Town Co Ltd","FRB-23FS","Reach-in",18.22,3.73,100,541480]
[null,"Fresh Town Co Ltd","FRB-23FSL","Reach-in",18.22,3.29,100,541480]
[null,"Fresh Town Co Ltd","FRB-49FS","Reach-in",40.93,6.06,100,541481]
[null,"Fresh Town Co Ltd","FRB-72FS","Reach-in",63.75,9.66,350,541482]
[null,"Hoshizaki","CF2S-FS*","Reach-in",47.2,10.56,100,541481]
[null,"Hoshizaki","CF2S-HS","Reach-in",47,9.52,100,541481]
[null,"Hoshizaki","DT1A-HS","Reach-in",20.38,4.49,100,541480]
[null,"Hoshizaki","DT2A-FS","Reach-in",46.22,8.43,100,541481]
[null,"Hoshizaki","DT2A-HS","Reach-in",46.22,8.43,100,541481]
[null,"Imbera","SSF-20-1S","Reach-in",21.7,4.71,100,541480]
[null,"Imbera","SSF-45-2S","Reach-in",46.3,9.66,100,541481]
[null,"Imbera","VRF-24-1DS","Reach-in",22.9,4.8899999999999997,100,541480]
[null,"Imbera","VRF-46-2DS","Reach-in",47,10.51,100,541481]
[null,"Kelvinator COMMERCIAL","KCCF140WH","Reach-in",14.2,1.2,70,541479]
[null,"Kelvinator COMMERCIAL","KCCF170WH","Reach-in",17.3,1.2,100,541480]
[null,"Kelvinator COMMERCIAL","KCCF210WH","Reach-in",20.9,1.58,100,541480]
[null,"Liebherr","GFT50S2HC","Reach-in",43.31,8.82,100,541481]
[null,"Minus Forty","22-USSF-00-1C00*-***********","Reach-in",21.31,4.63,100,541480]
[null,"Minus Forty","22-USSF-X1-1C00*-***********","Reach-in",21.31,4.63,100,541480]
[null,"Pro-Kold","SSF-20-1S","Reach-in",21.7,4.71,100,541480]
[null,"Pro-Kold","SSF-45-2S","Reach-in",46.3,9.66,100,541481]
[null,"Pro-Kold","VRF-24-1DS","Reach-in",22.9,4.8899999999999997,100,541480]
[null,"Pro-Kold","VRF-46-2DS","Reach-in",47,10.51,100,541481]
[null,"Randell","9404-32-290","Undercounter",10.8,3.06,70,541479]
[null,"Randell","9404-32-290*","Undercounter",10.8,3.06,70,541479]
[null,"Randell","FX-2UCB-290*","Undercounter",5.66,1.5,70,541479]
[null,"Randell","FX-2WSA-290*","Work-Top Table",5.0199999999999996,1.58,70,541479]
[null,"Randell","FX-2WSREA-290*","Work-Top Table",5.0199999999999996,1.58,70,541479]
[null,"Randell","R1DT-25-1FB","Reach-in",15.8,3.77,100,541480]
[null,"Summit Commercial","FS20L*","Reach-in",1.6,1.04,70,541479]
[null,"Summit Commercial","FS21L*","Other",1.4,1,70,541479]
[null,"Summit Commercial","FS22L*","Reach-in",1.42,1.04,70,541479]
[null,"Summit Commercial","SCFF237**","Reach-in",19.53,4.29,100,541480]
[null,"Summit Commercial","SCFF237LH**","Reach-in",19.53,4.29,100,541480]
[null,"Summit Commercial","SCFF497**","Reach-in",42.24,7.1,100,541481]
[null,"Summit Commercial","SCFF497LH**","Reach-in",42.24,7.1,100,541481]
[null,"Summit Commercial","SCFF727**","Reach-in",60.84,10.65,350,541482]
[null,"Summit Commercial","SCFF727LH**","Reach-in",60.84,10.65,350,541482]
[null,"Summit Commercial","SCUF18*","Reach-in",16.8,3.1,100,541480]
[null,"Summit Commercial","SCUF20*","Reach-in",20.5,3.65,100,541480]
[null,"Summit Commercial","VT65M*","Reach-in",3.5,1.45,70,541479]
[null,"Traulsen","ACV232W-FHS","Reach-in",51.36,10.76,350,541482]
[null,"Traulsen","ACV232W-HHS","Reach-in",51.19,10.73,350,541482]
[null,"Traulsen","ADT232D-HHS","Reach-in",18.809999999999999,4.2699999999999996,100,541480]
[null,"Traulsen","AIF132H-FHS","Roll-In",38.200000000000003,8.1300000000000008,100,541481]
[null,"Traulsen","AL232N-X0031","Reach-in",46.02,9.69,100,541481]
[null,"Traulsen","AL232W-X0026","Reach-in",50.53,11.15,350,541482]
[null,"Traulsen","AL232W-X0029","Reach-in",50.4,10.57,350,541482]
[null,"Traulsen","ALT126W-FHS","Reach-in",17.670000000000002,4.04,100,541480]
[null,"Traulsen","ALT126W-HHS","Reach-in",17.61,4.03,100,541480]
[null,"Traulsen","ALT132D-FHS","Reach-in",18.11,4.13,100,541480]
[null,"Traulsen","ALT132D-HHS","Reach-in",18.05,4.1100000000000003,100,541480]
[null,"Traulsen","ALT132N-FHS","Reach-in",21.13,4.7300000000000004,100,541480]
[null,"Traulsen","ALT132N-HHS","Reach-in",21.07,4.72,100,541480]
[null,"Traulsen","ALT226W-FHS","Reach-in",39.69,8.43,100,541481]
[null,"Traulsen","ALT226W-HHS","Reach-in",39.56,8.41,100,541481]
[null,"Traulsen","ALT232D-FHS","Reach-in",41.97,8.89,100,541481]
[null,"Traulsen","ALT232D-HHS","Reach-in",41.85,8.86,100,541481]
[null,"Traulsen","ALT232N-FHS","Reach-in",46.02,9.69,100,541481]
[null,"Traulsen","ALT232N-HHS","Reach-in",45.89,9.67,100,541481]
[null,"Traulsen","ALT232W-FHS","Reach-in",50.53,10.59,350,541482]
[null,"Traulsen","ALT232W-HHS","Reach-in",50.4,10.57,350,541482]
[null,"Traulsen","ALT232WUT-FHS-eS","Reach-in",50.53,11.04,350,541482]
[null,"Traulsen","ALT232WUT-HHS-eS","Reach-in",50.4,11.02,350,541482]
[null,"Traulsen","ALT332WUT-FHS-eS","Reach-in",77.45,14.67,350,541482]
[null,"Traulsen","ALT332WUT-HHS-eS","Reach-in",77.260000000000005,14.65,350,541482]
[null,"Traulsen","G12000-ES","Reach-in",23.37,4.8,100,541480]
[null,"Traulsen","G12001-ES","Reach-in",23.37,4.8,100,541480]
[null,"Traulsen","G12010-ES","Reach-in",23.43,4.8099999999999996,100,541480]
[null,"Traulsen","G12011-ES","Reach-in",23.43,4.8099999999999996,100,541480]
[null,"Traulsen","G22000R","Reach-in",45.89,9.67,100,541481]
[null,"Traulsen","G22001R","Reach-in",45.89,9.67,100,541481]
[null,"Traulsen","G22002R","Reach-in",45.89,9.67,100,541481]
[null,"Traulsen","G22003R","Reach-in",45.89,9.67,100,541481]
[null,"Traulsen","G22010","Reach-in",46.02,9.89,100,541481]
[null,"Traulsen","G22010R","Reach-in",46.02,9.69,100,541481]
[null,"Traulsen","G22011","Reach-in",46.02,9.89,100,541481]
[null,"Traulsen","G22011R","Reach-in",46.02,9.69,100,541481]
[null,"Traulsen","G22012","Reach-in",46.02,9.89,100,541481]
[null,"Traulsen","G22012R","Reach-in",46.02,9.69,100,541481]
[null,"Traulsen","G22013","Reach-in",46.02,9.89,100,541481]
[null,"Traulsen","G22013R","Reach-in",46.02,9.69,100,541481]
[null,"Traulsen","G31000-032","Reach-in",69.150000000000006,13.55,350,541482]
[null,"Traulsen","G31001-032","Reach-in",69.150000000000006,13.55,350,541482]
[null,"Traulsen","G31002-032","Reach-in",69.150000000000006,13.55,350,541482]
[null,"Traulsen","G31003-032","Reach-in",69.150000000000006,13.55,350,541482]
[null,"Traulsen","G31010-032","Reach-in",69.349999999999994,13.58,350,541482]
[null,"Traulsen","G31011-032","Reach-in",69.349999999999994,13.58,350,541482]
[null,"Traulsen","G31012-032","Reach-in",69.349999999999994,13.58,350,541482]
[null,"Traulsen","G31013-032","Reach-in",69.349999999999994,13.58,350,541482]
[null,"Traulsen","RCV232W-FHS","Reach-in",51.36,10.76,350,541482]
[null,"Traulsen","RCV232W-HHS","Reach-in",51.19,10.73,350,541482]
[null,"Traulsen","RDT132E-HHS","Reach-in",12.11,2.93,70,541479]
[null,"Traulsen","RDT232D-HHS","Reach-in",18.809999999999999,4.2699999999999996,100,541480]
[null,"Traulsen","RIF132H-FHS","Roll-In",38.200000000000003,8.1300000000000008,100,541481]
[null,"Traulsen","RL232W-X0091","Reach-in",50.53,10.59,350,541482]
[null,"Traulsen","RLT126W-FHS","Reach-in",17.670000000000002,4.04,100,541480]
[null,"Traulsen","RLT126W-HHS","Reach-in",17.61,4.03,100,541480]
[null,"Traulsen","RLT132D-FHS","Reach-in",18.11,4.13,100,541480]
[null,"Traulsen","RLT132D-HHS","Reach-in",18.05,4.1100000000000003,100,541480]
[null,"Traulsen","RLT132N-FHS","Reach-in",21.13,4.7300000000000004,100,541480]
[null,"Traulsen","RLT132N-HHS","Reach-in",21.07,4.72,100,541480]
[null,"Traulsen","RLT226W-FHS","Reach-in",39.69,8.43,100,541481]
[null,"Traulsen","RLT226W-HHS","Reach-in",39.56,8.41,100,541481]
[null,"Traulsen","RLT232D-FHS","Reach-in",41.97,8.89,100,541481]
[null,"Traulsen","RLT232D-HHS","Reach-in",41.85,8.86,100,541481]
[null,"Traulsen","RLT232N-FHS","Reach-in",46.02,9.69,100,541481]
[null,"Traulsen","RLT232N-HHS","Reach-in",45.89,9.67,100,541481]
[null,"Traulsen","RLT232W-FHS","Reach-in",50.53,10.59,350,541482]
[null,"Traulsen","RLT232W-HHS","Reach-in",50.4,10.57,350,541482]
[null,"Traulsen","RLT232WUT-FHS-eS","Reach-in",50.53,11.04,350,541482]
[null,"Traulsen","RLT232WUT-HHS-eS","Reach-in",50.4,11.02,350,541482]
[null,"Traulsen","RLT332WUT-FHS-eS","Reach-in",77.45,14.67,350,541482]
[null,"Traulsen","RLT332WUT-HHS-eS","Reach-in",77.260000000000005,14.65,350,541482]
[null,"True","STA2F-2S-HC","Reach-in",46.86,10.43,100,541481]
[null,"True","STG2F-2S-HC","Reach-in",46.86,10.43,100,541481]
[null,"True","STM2F-2S-HC","Reach-in",46.86,10.43,100,541481]
[null,"True","STR2F-2S-HC","Reach-in",46.86,10.43,100,541481]
[null,"True","T-19F-HC","Reach-in",14.79,3.89,70,541479]
[null,"True","T-19FZ-HC","Reach-in",14.79,3.89,70,541479]
[null,"True","T-23F-HC","Reach-in",18.54,4.2699999999999996,100,541480]
[null,"True","T-49F-HC","Reach-in",41.47,8.57,100,541481]
[null,"True","TS-23F-HC","Reach-in",18.54,4.2699999999999996,100,541480]
[null,"True","TS-49F-HC","Reach-in",41.47,8.57,100,541481]
[null,"True","TUC-27F-ADA-HC","Undercounter",7.07,2.2200000000000002,70,541479]
[null,"True","TUC-27F-ADA-HC~SPEC1","Undercounter",7.07,2.2200000000000002,70,541479]
[null,"True","TUC-27F-HC","Undercounter",7.07,2.2200000000000002,70,541479]
[null,"True","TUC-27F-HC~SPEC1","Undercounter",7.07,2.2200000000000002,70,541479]
[null,"True","TUC-27F-LP-HC","Undercounter",7.07,2.2200000000000002,70,541479]
[null,"True","TUC-27F-LP-HC~SPEC1","Undercounter",7.07,2.2200000000000002,70,541479]
[null,"True","TUC-44F-HC","Undercounter",11.14,3.23,70,541479]
[null,"True","TUC-44F-HC~SPEC1","Undercounter",11.14,3.23,70,541479]
[null,"True","TUC-48F-ADA-HC","Undercounter",12.85,3.56,70,541479]
[null,"True","TUC-48F-ADA-HC~SPEC1","Undercounter",12.85,3.56,70,541479]
[null,"True","TUC-48F-HC","Undercounter",12.85,3.56,70,541479]
[null,"True","TUC-48F-HC~SPEC1","Undercounter",12.85,3.56,70,541479]
[null,"True","TUC-48F-LP-HC","Undercounter",12.85,3.56,70,541479]
[null,"True","TUC-48F-LP-HC~SPEC1","Undercounter",12.85,3.56,70,541479]
[null,"True","TWT-27F-HC","Work-Top Table",7.07,2.2200000000000002,70,541479]
[null,"True","TWT-27F-HC~SPEC1","Work-Top Table",7.07,2.2200000000000002,70,541479]
[null,"True","TWT-44F-HC","Work-Top Table",11.14,3.23,70,541479]
[null,"True","TWT-44F-HC~SPEC1","Work-Top Table",11.14,3.23,70,541479]
[null,"True","TWT-48F-HC","Work-Top Table",12.85,3.56,70,541479]
[null,"True","TWT-48F-HC~SPEC1","Work-Top Table",12.85,3.56,70,541479]
[null,"Turbo Air","EF19-1-N","Reach-in",18.440000000000001,4.37,100,541480]
[null,"Turbo Air","EF19-1-N-V","Reach-in",18.46,4.25,100,541480]
[null,"Turbo Air","EF19-2-N","Reach-in",18.440000000000001,4.37,100,541480]
[null,"Turbo Air","EF24-1-N","Reach-in",21.7,4.7699999999999996,100,541480]
[null,"Turbo Air","EF24-1-N-V","Reach-in",21.94,4.7300000000000004,100,541480]
[null,"Turbo Air","EF24-2-N","Reach-in",21.7,4.7699999999999996,100,541480]
[null,"Turbo Air","EF47-2-N","Reach-in",42.1,5.27,100,541481]
[null,"Turbo Air","EF47-2-N-V","Reach-in",42.27,6.74,100,541481]
[null,"Turbo Air","EF47-4-N","Reach-in",42.1,5.27,100,541481]
[null,"Turbo Air","JRF-45","Reach-in",35.97,5.89,100,541481]
[null,"Turbo Air","JRF-65","Reach-in",61.84,8.2899999999999991,350,541482]
[null,"Turbo Air","JUF-36-N","Reach-in",6.37,2.11,70,541479]
[null,"Turbo Air","JUF-60-N","Reach-in",13.58,3.71,70,541479]
[null,"Turbo Air","JURF-72-N","Reach-in",17.760000000000002,4.22,100,541480]
[null,"Turbo Air","M3F19-1-N","Reach-in",18.440000000000001,4.37,100,541480]
[null,"Turbo Air","M3F19-2-N","Reach-in",18.440000000000001,4.37,100,541480]
[null,"Turbo Air","M3F24-1-N","Reach-in",21.7,4.05,100,541480]
[null,"Turbo Air","M3F24-2-N","Reach-in",21.7,4.05,100,541480]
[null,"Turbo Air","M3F47-2-N","Reach-in",42.1,6.66,100,541481]
[null,"Turbo Air","M3F47-4-N","Reach-in",42.1,6.66,100,541481]
[null,"Turbo Air","M3F72-3-N","Reach-in",65.88,10.19,350,541482]
[null,"Turbo Air","M3F72-6-N","Reach-in",65.88,10.19,350,541482]
[null,"Turbo Air","M3RF19-2-N","Reach-in",16.28,3.77,100,541480]
[null,"Turbo Air","M3RF45-2","Reach-in",35.97,5.89,100,541481]
[null,"Turbo Air","M3RF45-2-N","Reach-in",35.97,5.25,100,541481]
[null,"Turbo Air","MUF-28-711","Reach-in",6.97,1.96,70,541479]
[null,"Turbo Air","PRO-50-4F-N","Reach-in",48.7,9.18,100,541481]
[null,"Turbo Air","PRO-50F-N","Reach-in",48.7,9.18,100,541481]
[null,"Turbo Air","TSF-23SD-N","Reach-in",19.03,3.44,100,541480]
[null,"Turbo Air","TSF-23SD-N-L","Reach-in",19.03,3.44,100,541480]
[null,"Turbo Air","TSF-35SD-N","Reach-in",29,5.45,100,541480]
[null,"Turbo Air","TSF-35SDN-N","Reach-in",29.19,5.43,100,541480]
[null,"Turbo Air","TSF-49SD","Reach-in",39.9,7.66,100,541481]
[null,"Turbo Air","TSF-49SD-N","Reach-in",39.9,5.3,100,541481]
[null,"Turbo Air","TSF-72SD","Reach-in",63.8,11.57,350,541482]
[null,"Turbo Air","TSF-72SD-N","Reach-in",63.8,7.59,350,541482]
[null,"US Refrigeration","USBV-48F","Reach-in",44.77,9.99,100,541481]
[null,"US Refrigeration","USBV-70F","Reach-in",67.989999999999995,10.7,350,541482]
[null,"US Refrigeration","USTV-70F","Reach-in",64.88,10.7,350,541482]
[null,"Victory","FS-2D*S1*EW*HD*HC","Reach-in",48.26,10.63,100,541481]
[null,"Victory","FS-3D*S1*EW*HC","Reach-in",73.17,14.55,350,541482]
[null,"Victory","FS-3D*S1*EW*HD*HC","Reach-in",73.17,14.55,350,541482]
[null,"Victory","FS-3D-S1****HC*********","Reach-in",64.61,13.1,350,541482]
[null,"Victory","FSA-2D*S1*EW*HD*HC","Reach-in",48.26,10.63,100,541481]
[null,"Victory","FSA-3D*S1*EW*HC","Reach-in",73.17,14.55,350,541482]
[null,"Victory","FSA-3D*S1*EW*HD*HC","Reach-in",73.17,14.55,350,541482]
[null,"Victory","FSA-3D-S1****HC*********","Reach-in",64.61,13.1,350,541482]
[null,"Victory","VEFSA-2D-HD-HC","Reach-in",45.2,7.93,100,541481]
[null,"Victory","VEFSA-2D-SD-HC","Reach-in",45.2,7.93,100,541481]
[null,"Victory","VEFSA-3D-HD-HC","Reach-in",69.099999999999994,11.76,350,541482]
[null,"Victory","VEFSA-3D-SD-HC","Reach-in",69.099999999999994,11.76,350,541482]
[null,"Zero Zone, Inc.","1RVZC30****","Reach-in",32.86,6.39,100,541481]
[null,"Zero Zone, Inc.","2RVZC30****","Reach-in",64.489999999999995,10.8,350,541482]
[null,"Zero Zone, Inc.","3RVZC30****","Reach-in",96.12,15.21,350,541482]
[null,"Zero Zone, Inc.","4RVZC30****","Reach-in",127.74,19.62,350,541482]
[null,"Zero Zone, Inc.","5RVZC30****","Reach-in",159.37,24.03,350,541482]

{"sheet":"Steam_Cookers_CA","index":26,"n_rows":71,"n_cols":13,"rows_kept":71,"cut":false,"hidden":true,"merged":[]}
[null,"Qualified Steam Cookers",null,null,null,null,null,"Updated "," 9/15/2021"]
[null,"Qualifying gas steam cooker models must have a tested heavy load potato cooking energy efficiency of ≥38% and meet the idle rate requirements "]
[null,"in Table 2 utilizing ASTM Standard F1484. Qualifying electric steam cooker models must have a tested heavy load potato cooking energy efficiency of ≥50% "]
[null,"and meet the idle rate requirements in Table 2 utilizing ASTM Standard F1484."]
[null,"NOTE: Program criteria are subject to change."]
[null,"Company","Model Number","Steamer\nType","Pan\nCapacity","Fuel\nType","Preheat\nEnergy\n(Btu or kWh)","Idle Energy\nRate\n(Btu/h or kW)","Energy\nEfficiency\n(%)","Production\nCapacity\n(lb/h)","Water\nUse\n(gph)","Rebate\n(per cavity)","Measure\nCode"]
[null,"AccuTemp","N6********","Boilerless","6 pan","Gas",8054,1198,0.44,132,1.8,2000,530539]
[null,"American Cook Systems","SG-6","Boilerless","6 pan","Gas",8226,1266,0.45,141,"< 3",2000,530539]
[null,"Cleveland","22CGT3.1","Boilerless","3 pan","Gas",6520,2440,0.39,44,2.2000000000000002,2000,530539]
[null,"Cleveland","22CGT6.1","Boilerless","6 pan","Gas",7880,3640,0.43,84,1.7,2000,530539]
[null,"Cleveland","24CGA10.2ES","Steam Generator","10 pan","Gas",15616,3894,0.45,181,15.8,2000,530539]
[null,"Cleveland","24CGA6.2ES","Steam Generator","6 pan","Gas",14472,5764,0.48,129,11.8,2000,530539]
[null,"Intek","XSG-5","Boilerless","5 pan","Gas",7112,7027,0.49,96,"< 3.0",2000,530539]
[null,"Market Forge","ETP-10G","Steam Generator","10 pan","Gas",16690,5766,0.4,182,7.5,2000,530539]
[null,"Market Forge","Sirius II-10","Boilerless","10 pan","Gas",12850,11442,0.48,127,1.4,2000,530539]
[null,"Market Forge","Sirius II-12","Boilerless","12 pan","Gas",13000,11184,0.47,126,1.8,2000,530539]
[null,"Market Forge","Sirius II-4","Boilerless","4 pan","Gas",6350,5850,0.49,64,0.5,2000,530539]
[null,"Market Forge","Sirius II-6","Boilerless","6 pan","Gas",6500,5592,0.47,63,0.9,2000,530539]
[null,"Market Forge","Sirius II-8","Boilerless","8 pan","Gas",12700,11700,0.49,128,1,2000,530539]
[null,"Unified Brands, Inc/Groen","XSG-5","Boilerless","5 pan","Gas",7112,7027,0.49,96,"< 3.0",2000,530539]
[null,"AccuTemp","E6********","Boilerless","6 pan","Electric",2,0.1,0.7,127,"< 3.0",2000,541463]
[null,"AccuTemp","S3********","Boilerless","3 pan","Electric",1.6,0.2,0.6,71,"< 1.5",2000,541463]
[null,"AccuTemp","S6********","Boilerless","6 pan","Electric",1.7,0.3,0.69,97,"< 1.5",2000,541463]
[null,"American Cook Systems","SS","Boilerless","6 pan","Electric",1.65,0.36,0.69,132,"< 3",2000,541463]
[null,"Blodgett","SBF-3","Boilerless","3 pan","Electric",1.1599999999999999,0.13,0.63,66,"< 3.0",2000,541463]
[null,"Blodgett","SBF-5","Boilerless","5 pan","Electric",1.65,0.22,0.68,97,"< 3.0",2000,541463]
[null,"Cleveland","1SCE","Boilerless","5 pan","Electric",1.54,0.33,0.71,84,"< 2.5",2000,541463]
[null,"Cleveland","22CCT6","Boilerless","6 pan","Electric",1.82,0.67,0.7,112,3.6,2000,541463]
[null,"Cleveland","22CET3.1","Boilerless","3 pan","Electric",1.2,0.18,0.67,56,2.2999999999999998,2000,541463]
[null,"Cleveland","22CET6.1","Boilerless","6 pan","Electric",1.33,0.49,0.62,94,1.5,2000,541463]
[null,"Crown Food Service\nEquipment Ltd","EPX-3","Boilerless","3 pan","Electric",1.1599999999999999,0.13,0.63,66,"< 3.0",2000,541463]
[null,"Crown Food Service\nEquipment Ltd","EPX-5","Boilerless","5 pan","Electric",1.65,0.22,0.68,97,"< 3.0",2000,541463]
[null,"Hobart","HC24EO3","Boilerless","3 pan","Electric",1.9,0.45,0.59,58,1,2000,541463]
[null,"Hobart","HC24EO5","Boilerless","5 pan","Electric",2.1800000000000002,0.38,0.65,92,1.3,2000,541463]
[null,"Hobart","HPX3","Boilerless","3 pan","Electric",1.4,0.3,0.7,64,"< 2.5",2000,541463]
[null,"Hobart","HPX5","Boilerless","5 pan","Electric",1.5,0.5,0.68,101,"< 2.5",2000,541463]
[null,"Intek","XS-***-*-*","Boilerless","6 pan","Electric",1.6,0.16,0.74,110,"< 1.5",2000,541463]
[null,"Intek","XS4","Boilerless","4 pan","Electric",1.9,0.3,0.56999999999999995,94,"<3",2000,541463]
[null,"Market Forge","Altair II-10","Boilerless","10 pan","Electric",3.25,0.73,0.64,175,1.6,2000,541463]
[null,"Market Forge","Altair II-12","Boilerless","12 pan","Electric",3.54,0.8,0.62,209,2.1,2000,541463]
[null,"Market Forge","Altair II-4","Boilerless","4 pan","Electric",1.48,0.33,0.67,71,0.6,2000,541463]
[null,"Market Forge","Altair II-6","Boilerless","6 pan","Electric",1.77,0.4,0.62,104,1,2000,541463]
[null,"Market Forge","Altair II-8","Boilerless","8 pan","Electric",2.95,0.66,0.67,142,1.2,2000,541463]
[null,"Market Forge","ET-3E","Boilerless","3 pan","Electric",1.2,0.2,0.68,63,"< 2.0",2000,541463]
[null,"Market Forge","ET-6E","Boilerless","6 pan","Electric","-",0.2,0.73,94,"< 2.0",2000,541463]
[null,"Market Forge","ETP-10E","Steam Generator","10 pan","Electric",1.83,0.43,0.67,159,5.9,2000,541463]
[null,"Solaris/Crown Food Service Equipment","EPX-3","Boilerless","3 pan","Electric",1.1599999999999999,0.13,0.63,66,"< 3.0",2000,541463]
[null,"Solaris/Crown Food Service Equipment","EPX-5","Boilerless","5 pan","Electric",1.65,0.22,0.68,97,"< 3.0",2000,541463]
[null,"Southbend","EZ18-3","Boilerless","3 pan","Electric",1.04,0.12,0.61,65,0.6,2000,541463]
[null,"Southbend","EZ18-5","Boilerless","5 pan","Electric",1.19,0.19,0.7,117,1.1000000000000001,2000,541463]
[null,"Southbend","EZ24-3","Boilerless","3 pan","Electric",1.1599999999999999,0.13,0.63,66,"< 3.0",2000,541463]
[null,"Southbend","EZ24-5","Boilerless","5 pan","Electric",1.65,0.22,0.68,97,"< 3.0",2000,541463]
[null,"SteamTek","ST-208-6-A","Boilerless","6 pan","Electric",1.79,0.3,0.71,194,"< 1.5",2000,541463]
[null,"SteamTek","ST-240-16-A","Boilerless","6 pan","Electric",1.78,0.34,0.73,229,"< 1.5",2000,541463]
[null,"Stellar","Capella-4","Boilerless","4 pan","Electric",2,0.2,0.55000000000000004,78,"< 2.5",2000,541463]
[null,"Sterling","SP208-14-****","Boilerless","6 pan","Electric",1.66,0.28999999999999998,0.79,132,0.9,2000,541463]
[null,"Superior","C24EO3","Boilerless","3 pan","Electric",1.9,0.45,0.59,58,1,2000,541463]
[null,"Superior","C24EO5","Boilerless","5 pan","Electric",2.1800000000000002,0.38,0.65,92,1.3,2000,541463]
[null,"Thermodyne","Steam Giant","Boilerless","6 pan","Electric",1.93,1.58,0.56000000000000005,66,2,2000,541463]
[null,"Unified Brands, Inc/Groen","VRC-3E","Boilerless","3 pan","Electric",2.42,0.11,0.68,60,"< 2.5",2000,541463]
[null,"Unified Brands, Inc/Groen","VRC-6E","Boilerless","6 pan","Electric",2.2000000000000002,0.2,0.71,98,"< 2.5",2000,541463]
[null,"Vulcan","C24EA3-LWE","Steam Generator","3 pan","Electric",0.99,0.14000000000000001,0.62,72,4.9000000000000004,2000,541463]
[null,"Vulcan","C24EA5-LWE","Steam Generator","5 pan","Electric",1.1000000000000001,0.17,0.63,112,6,2000,541463]
[null,"Vulcan","C24EO3","Boilerless","3 pan","Electric",1.9,0.45,0.59,58,1,2000,541463]
[null,"Vulcan","C24EO3AF","Boilerless","3 pan","Electric",1.08,0.23,0.6,65,1.6,2000,541463]
[null,"Vulcan","C24EO5","Boilerless","5 pan","Electric",2.1800000000000002,0.38,0.65,92,1.3,2000,541463]
[null,"Vulcan","C24EO5AF","Boilerless","5 pan","Electric",1.22,0.31,0.69,106,1.2,2000,541463]
[null,"Vulcan","C24ET10-LWE","Steam Generator","10 pan","Electric",2.0699999999999998,0.31,0.67,236,7.6,2000,541463]
[null,"Vulcan","C24ET6-LWE","Steam Generator","6 pan","Electric",1.97,0.3,0.59,142,4.7,2000,541463]
[null,"Vulcan","VPX-3","Boilerless","3 pan","Electric",1.4,0.33,0.7,64,"< 2.5",2000,541463]
[null,"Vulcan","VPX-5","Boilerless","5 pan","Electric",1.5,0.51,0.68,101,"< 2.5",2000,541463]

{"sheet":"Convection_OvensQOld","index":27,"n_rows":84,"n_cols":29,"rows_kept":84,"cut":false,"hidden":true,"merged":[]}
["pd_id","energy_star_partner","brand_name","model_name","model_number","additional_model_information","oven_type","size","fuel_type","input_rate_kw","input_rate_btu_h","electric_oven_convection_mode_idle_energy_rate_kw","gas_oven_convection_mode_idle_energy_rate_btu_h","gas_oven_convection_mode_cooking_energy_efficiency","electric_oven_convection_mode_cooking_energy_efficiency","door_type","additional_door_type_s","method_of_steam_generation","steam_pan_capacity","half_size_sheet_pan_capacity","full_size_sheet_pan_capacity","gas_oven_convection_mode_electric_idle_energy_rate_kw","convection_mode_production_capacity_lbs_h","convection_mode_average_water_consumption_rate_gal_h","set_back_idle_mode","date_available_on_market","date_qualified","markets","energy_star_model_identifier"]
[2212212,"Lang Manufacturing","Lang","ECOF-AP","ECOF-AP",null,"Convection","Full-size","Electric",null,null,null,null,null,72,"Glass/Solid","N/A",null,null,null,5,null,85,null,null,"2013-08-15","2014-06-02","United States, Canada","ES_1100158_ECOF-AP_03042014090950_2472040"]
[2210052,"Lang Manufacturing","Lang","ECOH-AP","ECOH-AP",null,"Convection","Half-size","Electric",null,null,null,null,null,72,"Glass/Solid","N/A",null,null,5,null,null,48.3,null,null,"2013-08-15","2014-05-06","United States, Canada","ES_1100158_ECOH-AP-208V_08212013084755_2731439"]
[2224295,"Moffat Limited","Moffat, Blue Seal, Grupo Alpha","E32D4","E32D4",null,"Convection","Full-size","Electric",null,null,null,null,null,78,"Glass","N/A",null,null,null,4,null,68.5,null,null,"2014-08-01","2014-11-05","United States, Canada","ES_1086631_E32D4_11052014131801_1002268"]
[2186734,"Moffat Limited","Moffat, Blue Seal, Grupo Alpha","Turbofan","E32D5",null,"Convection","Full-size","Electric",null,null,null,null,null,81,"Glass","N/A",null,null,null,5,null,79.099999999999994,null,null,"2013-05-01","2014-11-05","United States, Canada","ES_1086631_E32D5_07292013092025_1002238"]
[2186733,"Moffat Limited","Moffat, Blue Seal, Grupo Alpha","E33T5","E33T5",null,"Convection","Half-size","Electric",null,null,null,null,null,75,"Glass","N/A",null,1,5,1,null,48.1,null,null,"2013-05-01","2013-07-10","United States, Canada","ES_1086631_E33T5_07292013092025_1002237"]
[2203921,"Moffat Limited","Moffat, Blue Seal, Grupo Alpha","G32D5","G32D5",null,"Convection","Full-size","Gas",null,34050,null,10517,52,null,"Glass","N/A",null,null,null,5,null,60.3,null,null,"2009-09-01","2014-02-12","United States, Canada","ES_1086631_G32D5_02122014130536_1002257"]
[2267110,"Nu-Vu Food Service Systems","Doyon; NU-VU","DCOT5","DCOT5",null,"Convection","Half-size","Electric",null,null,null,null,null,78,"Glass/Solid","N/A",null,null,5,null,null,51,null,null,"2016-05-16","2016-05-19","United States, Canada","ES_1088540_DCOT5-208_05162016185439_7150232"]
[2235025,"Nu-Vu Food Service Systems","Nu-Vu","X5","X5",null,"Convection","Full-size","Electric",null,null,null,null,null,77,"Glass/Solid","N/A",null,null,null,5,null,103.9,null,null,"2014-10-01","2015-03-23","United States, Canada","ES_1088540_X5_03172015094908_1787683"]
[2358722,"American Range Corporation","American Range","MSD-1","MSD-1",null,"Convection","Full-size","Gas",null,57658,null,10325,48,null,"Glass/Solid","N/A",null,null,null,5,null,87.6,null,null,"2020-04-15","2020-04-28","United States","ES_1099057_MSD-1_04272020111008_4673120"]
[2257583,"Belshaw Adamatic Bakery Group","Belshaw Adamatic","BX4 eco-touch","BX4 eco-touch",null,"Convection","Full-size","Electric",null,null,null,null,null,82,"Glass/Solid","N/A",null,null,null,4,null,73.8,null,null,"2015-01-12","2016-02-01","United States, Canada","ES_1130399_BX4 eco-touch_01182016223627_2984430"]
[2223858,"Belshaw Adamatic Bakery Group","Belshaw Adamatic","BX3 Eco Touch","FG189T-UZ84",null,"Convection","Full-size","Electric",null,null,null,null,null,76,"Glass","N/A",null,null,null,3,null,59.1,null,null,"2014-01-21","2014-10-29","United States, Canada","ES_1130399_FG189T-UZ84_10282014154038_6232110"]
[2200229,"Blodgett Oven Company","Blodgett","CTB-5.6","CTB-5.6",null,"Convection","Half-size","Electric",null,null,null,null,null,73,"Glass","Solid",null,null,5,null,null,50.07,null,null,"2013-11-25","2014-01-15","United States, Canada","ES_1100150_CTB-5.6_01142014101226_2313043"]
[2200227,"Blodgett Oven Company","Blodgett","CTB-6.8","CTB-6.8",null,"Convection","Half-size","Electric",null,null,null,null,null,74,"Glass","Solid",null,null,5,null,null,54.61,null,null,"2013-11-25","2014-01-15","United States, Canada","ES_1100150_CTB-6.8_01032014034240_9771844"]
[2200228,"Blodgett Oven Company","Blodgett","CTB-8","CTB-8",null,"Convection","Half-size","Electric",null,null,null,null,null,72,"Glass","Solid",null,null,5,null,null,52.98,null,null,"2013-11-25","2014-01-15","United States, Canada","ES_1100150_CTB-8_01142014101046_5592462"]
[2202237,"Blodgett Oven Company","Blodgett","DFG-100-ES","DFG-100-ES",null,"Convection","Full-size","Gas",null,45000,null,7620,54,null,"Glass","Solid",null,null,null,5,null,97.71,null,null,"2013-11-25","2014-01-16","United States, Canada","ES_1100150_DFG-100-G-ES_01032014032513_9549829"]
[2218711,"Blodgett Oven Company","Blodgett","HV-100E","HV-100E",null,"Convection","Full-size","Electric",null,null,null,null,null,76,"Glass","N/A",null,null,null,5,null,108.08,null,null,"2013-01-01","2014-08-27","United States, Canada","ES_1100150_HV-100E_08272014120611_1065637"]
[2218712,"Blodgett Oven Company","Blodgett","HV-100G","HV-100G",null,"Convection","Full-size","Gas",null,60000,null,6600,48,null,"Glass","N/A",null,null,null,5,null,101.76,null,null,"2013-01-01","2014-09-05","United States, Canada","ES_1100150_HV-100G_08102014213703_5752679"]
[2200226,"Blodgett Oven Company","Blodgett","Zephaire 100 E","Zephaire 100 E",null,"Convection","Full-size","Electric",null,null,null,null,null,78,"Glass","Solid",null,null,null,5,null,104.91,null,null,"2013-11-25","2014-01-15","United States, Canada","ES_1100150_Zephaire 100 E_01032014025202_199853"]
[2200225,"Blodgett Oven Company","Blodgett","Zephaire 200 E","Zephaire 200 E",null,"Convection","Full-size","Electric",null,null,null,null,null,75,"Glass","Solid",null,null,null,5,null,97.43,null,null,"2013-11-25","2014-01-02","United States","ES_1100150_Zephaire 200 E_01032014023142_5411188"]
[2202238,"Blodgett Oven Company","Blodgett","Zephaire-200-G-ES","Zephaire-200-G-ES",null,"Convection","Full-size","Gas",null,50000,null,9265,54,null,"Glass","Solid",null,null,null,5,null,104.59,null,null,"2013-11-25","2014-01-02","United States, Canada","ES_1100150_Zephaire-200-G-ES_01032014035752_3060113"]
[2204842,"Garland Group (A division of Welbilt)","Garland","MCO-GS-10ESS","MCO-GS-10ESS",null,"Convection","Full-size","Gas",null,60000,null,11425,54,null,"Glass","N/A",null,null,null,10,null,113.8,0,null,"2013-09-03","2014-02-14","United States, Canada","ES_1105798_CLEVELAND RANGE L L C (540275) | MCO-GS-10ESS_02192014172738_0858814"]
[2217945,"Garland Group (A division of Welbilt)","Garland","Sunfire","SCO-GS-10ESS",null,"Convection","Full-size","Gas",null,53000,null,11841,54,null,"Solid","Glass/Solid",null,null,null,6,null,113.8,0,null,"2014-01-01","2014-08-26","United States, Canada","ES_1086332_SCO-GS-10ESS_08262014194337_2217031"]
[2217946,"Garland Group (A division of Welbilt)","US Range","Summit","SUMG-GS-10ESS",null,"Convection","Full-size","Gas",null,53000,null,11841,54,null,"Glass/Solid","Glass/Solid",null,null,null,6,null,113.8,0,null,"2014-01-01","2014-08-26","United States, Canada","ES_1086332_SUMG-GS-10ESS_08262014194354_2234013"]
[2378628,"Imperial Commercial Cooking Equipment","Imperial","PCV-2","PCV-2",null,"Convection","Full-size","Gas",null,null,null,null,null,null,"Glass/Solid","Solid",null,null,null,null,null,null,null,null,"2021-01-19","2021-05-24","United States, Canada","ES_1084100_PCV-1_05272021154957_5742040"]
[2378629,"Imperial Commercial Cooking Equipment","Imperial","PCV-2","PCV-2",null,"Convection","Full-size","Gas",null,null,null,null,null,null,"Glass/Solid","Solid",null,null,null,null,null,null,null,null,"2021-01-19","2021-05-24","United States, Canada","ES_1084100_PCV-2_05272021154959_2638965"]
[2378605,"Imperial Commercial Cooking Equipment","Imperial","PCVG-1","PCVG-1",null,"Convection","Full-size","Gas",null,null,null,null,null,null,"Glass/Solid","Solid",null,null,null,null,null,null,null,null,"2021-01-19","2021-05-24","United States, Canada","ES_1084100_PCVG-1_05272021133001_9840627"]
[2378627,"Imperial Commercial Cooking Equipment","Imperial","PCVG-2","PCVG-2",null,"Convection","Full-size","Gas",null,null,null,null,null,null,"Glass/Solid","Solid",null,null,null,null,null,null,null,null,"2021-01-19","2021-05-24","United States, Canada","ES_1084100_PCVG-2_05272021154954_6493541"]
[2280916,"Revent International AB","Revent","ONE39","ONE39",null,"Convection","Full-size","Gas",null,88813,null,3516,69,null,"Glass","N/A",null,null,null,8,null,127,null,null,"2016-10-06","2016-10-17","United States, Canada","ES_1116902_ONE39_10062016093652_8334619"]
[2374094,"Royal Range Of California, Inc.","Royal Range","RCOS-1","RCOS-1",null,"Convection","Full-size","Gas",null,70000,null,8866,54,null,"Glass/Solid","N/A",null,null,null,5,null,95.3,null,null,"2021-01-01","2021-02-16","United States, Canada","ES_1091953_RCOS-1_02162021040614_80072182"]
[2265067,"Southbend","Southbend","BES/17SC","BES/17SC",null,"Convection","Full-size","Electric",null,null,null,null,null,76,"Glass","Solid",null,null,null,5,null,91.8,null,null,"2015-08-19","2016-04-19","United States, Canada","ES_1062537_BES/17SC_04202016040632_70074929"]
[2246604,"Southbend","Southbend","BGS/13SC","BGS/13SC",null,"Convection","Full-size","Gas",null,40000,null,6798,51,null,"Glass","Solid",null,null,null,5,null,78.2,null,null,"2015-08-19","2015-08-25","United States, Canada","ES_1062537_BGS/13SC_08272015053332_70044515"]
[2207251,"Southbend","Southbend","ES/10SC","ES/10SC",null,"Convection","Full-size","Electric",null,null,null,null,null,74,"Glass","Solid",null,null,null,5,null,95,null,null,"2000-10-17","2014-03-24","United States, Canada","ES_1062537_ES/10SC_03312014032829_8888888"]
[2210296,"Southbend","Southbend","GS/15SC","GS/15SC",null,"Convection","Full-size","Gas",null,90000,null,8983,49,null,"Glass","Solid",null,null,null,5,null,94,null,null,"2014-05-05","2014-05-12","United States, Canada","ES_1062537_GS/15SC_05122014014549_8888888"]
[2246603,"Southbend","Southbend","KLGS/17SC","KLGS/17SC",null,"Convection","Full-size","Gas",null,53000,null,8930,51,null,"Glass","Solid",null,null,null,5,null,86.9,null,null,"2015-08-19","2015-08-25","United States, Canada","ES_1062537_KLGS/17SC_08272015053332_70044515"]
[2207250,"Southbend","Southbend","SLES/10SC","SLES/10SC",null,"Convection","Full-size","Electric",null,null,null,null,null,73,"Glass","Solid",null,null,null,5,null,100.6,null,null,"2000-10-17","2014-03-24","United States, Canada","ES_1062537_SLES/10SC_03312014032829_8888888"]
[2265068,"Southbend","Southbend","SLES/19SC","SLES/19SC",null,"Convection","Full-size","Electric",null,null,null,null,null,75,"Glass","Solid",null,null,null,5,null,102.3,null,null,"2015-08-19","2016-04-19","United States, Canada","ES_1062537_SLES/19SC_04202016040632_70074929"]
[2210297,"Southbend","Southbend","SLGS/12SC (W/ NRG)","SLGS/12SC (W/ NRG)",null,"Convection","Full-size","Gas",null,72000,null,9432,48,null,"Glass","Solid",null,null,null,5,null,96.2,null,null,"2014-05-05","2014-05-12","United States, Canada","ES_1062537_SLGS/12SC (W/ NRG)_05122014014510_8888888"]
[2351745,"Supreme Products International LLC","Gusto Equipment","GUSC01-SNG-NAT","GUSC01-SNG-NAT",null,"Convection","Full-size","Gas",null,40000,null,10474,55,null,"Glass","N/A",null,null,null,6,null,94.9,null,null,"2019-10-01","2019-12-23","United States","ES_1033888_GUSC01-SNG-NAT_12232019141401_0441575"]
[2295100,"The Montague Company","Montague","HX63A","HX63A",null,"Convection","Full-size","Gas",null,62184,null,9864,49,null,"Glass/Solid","N/A",null,null,null,5,null,96.9,null,null,"2015-01-01","2017-04-27","United States, Canada","ES_1084423_HX36A_04172017085849_484735"]
[2309806,"UNOX S.p.A.","UNOX S.p.A.","XAFT-03FS-E***","XAFT-03FS-E***",null,"Convection","Full-size","Electric",null,null,null,null,null,82,"Glass","N/A",null,null,null,3,null,46.99,null,null,"2018-01-29","2018-01-31","United States, Canada","ES_1134474_XAFT-03FS-E***_01312018192003_6403539"]
[2309810,"UNOX S.p.A.","UNOX S.p.A.","XAFT-03HS-E***","XAFT-03HS-E***",null,"Convection","Half-size","Electric",null,null,null,null,null,82,"Glass","N/A",null,null,null,3,null,29.6,null,null,"2018-01-29","2018-01-31","United States, Canada","ES_1134474_XAFT-03HS-E***_01312018195140_8300580"]
[2309812,"UNOX S.p.A.","UNOX S.p.A.","XAFT-03HS-L****","XAFT-03HS-L****",null,"Convection","Half-size","Electric",null,null,null,null,null,73,"Glass","N/A",null,null,null,3,null,12.54,null,null,"2018-01-29","2018-01-31","United States, Canada","ES_1134474_XAFT-03HS-L****_01312018195851_8731634"]
[2309809,"UNOX S.p.A.","UNOX S.p.A.","XAFT-04-FS-E***","XAFT-04-FS-E***",null,"Convection","Full-size","Electric",null,null,null,null,null,78,"Glass","N/A",null,null,null,4,null,70.959999999999994,null,null,"2018-01-29","2018-01-31","United States, Canada","ES_1134474_XAFT-04-FS-E***_01312018194545_7945680"]
[2309815,"UNOX S.p.A.","UNOX S.p.A.","XAFT-04HS-E***","XAFT-04HS-E***",null,"Convection","Half-size","Electric",null,null,null,null,null,74,"Glass","N/A",null,null,null,4,null,33.340000000000003,null,null,"2018-01-29","2018-01-31","United States, Canada","ES_1134474_XAFT-04HS-E***_01312018201102_9462864"]
[2305346,"UNOX S.p.A.","UNOX S.p.A.","XEFT-03EU-****-*","XEFT-03EU-****-*",null,"Convection","Full-size","Electric",null,null,null,null,null,86,"Glass","N/A",null,null,null,4,null,49.51,null,null,"2017-10-09","2017-10-20","United States, Canada","ES_1134474_XEFT-03EU-****-*_10202017150247_1767381"]
[2305347,"UNOX S.p.A.","UNOX S.p.A.","XEFT-03HS-****-*","XEFT-03HS-****-*",null,"Convection","Half-size","Electric",null,null,null,null,null,78,"Glass","N/A",null,null,3,null,null,29.87,null,null,"2017-10-09","2017-10-20","United States, Canada","ES_1134474_XEFT-03HS-****-*_10202017145115_1075232"]
[2305357,"UNOX S.p.A.","UNOX S.p.A.","XEFT-04EU-****-*","XEFT-04EU-****-*",null,"Convection","Full-size","Electric",null,null,null,null,null,78,"Glass","N/A",null,null,null,4,null,73.680000000000007,null,null,"2017-10-09","2017-10-20","United States, Canada","ES_1134474_XEFT-04EU-****-*_10202017171655_9815823"]
[2305350,"UNOX S.p.A.","UNOX S.p.A.","XEFT-04HS-****-*","XEFT-04HS-****-*",null,"Convection","Half-size","Electric",null,null,null,null,null,80,"Glass","N/A",null,null,4,null,null,38.1,null,null,"2017-10-09","2017-10-20","United States, Canada","ES_1134474_XEFT-04HS-****-*_10202017151848_2728903"]
[2305352,"UNOX S.p.A.","UNOX S.p.A.","XEFT-06EU-****-*","XEFT-06EU-****-*",null,"Convection","Full-size","Electric",null,null,null,null,null,84,"Glass","N/A",null,null,null,6,null,115.84,null,null,"2017-10-09","2017-10-20","United States, Canada","ES_1134474_XEFT-06EU-****-*_10202017160707_5627194"]
[2309808,"UNOX S.p.A.","UNOX S.p.A.","XEFT-06FS-E***","XEFT-06FS-E***",null,"Convection","Full-size","Electric",null,null,null,null,null,80,"Glass","N/A",null,null,null,6,null,111.8,null,null,"2018-01-29","2018-01-31","United States, Canada","ES_1134474_XEFT-06FS-E***_01312018194052_7652888"]
[2305356,"UNOX S.p.A.","UNOX S.p.A.","XEFT-10EU-****-*","XEFT-10EU-****-*",null,"Convection","Full-size","Electric",null,null,null,null,null,85,"Glass","N/A",null,null,null,10,null,188.69,null,null,"2017-10-09","2017-10-20","United States, Canada","ES_1134474_XEFT-10EU-****-*_10202017170444_9084285"]
[2309814,"UNOX S.p.A.","UNOX S.p.A.","XEFT-10FS-E***","XEFT-10FS-E***",null,"Convection","Full-size","Electric",null,null,null,null,null,83,"Glass","N/A",null,null,null,10,null,184.17,null,null,"2018-01-29","2018-01-31","United States, Canada","ES_1134474_XEFT-10FS-E***_01312018200714_9234864"]
[2383710,"Vulcan (A division of ITW Food Equipment Group)","Hobart","HEC201D","HEC201D",null,"Convection","Half-size","Electric",null,null,null,null,null,76,"Glass/Solid","N/A",null,null,5,null,null,60.5,null,null,"2018-11-01","2018-12-11","United States, Canada","ES_1017245_HEC201D_08122021154527_1002430"]
[2383919,"Vulcan (A division of ITW Food Equipment Group)","Hobart","HEC501","HEC501",null,"Convection","Full-size","Electric",null,null,null,null,null,78,"Glass","N/A",null,null,null,5,null,108.4,null,null,"2019-01-10","2019-01-31","United States, Canada","ES_1017245_HEC501_08312021083030_1002447"]
[2354807,"Vulcan (A division of ITW Food Equipment Group)","Hobart","HEC501D","HEC501D",null,"Convection","Full-size","Electric",null,null,null,null,null,85,"Glass","N/A",null,null,null,5,null,137.4,null,null,"2019-01-10","2019-01-31","United States, Canada","ES_1017245_HEC5_02142020122600_1002364"]
[2354457,"Vulcan (A division of ITW Food Equipment Group)","Hobart","HEC501X","HEC501X",null,"Convection","Full-size","Electric",null,null,null,null,null,85,"Glass","N/A",null,null,null,5,null,137.4,null,null,"2019-01-10","2019-02-01","United States, Canada","ES_1017245_HEC5X_01302020145229_1002312"]
[2224692,"Vulcan (A division of ITW Food Equipment Group)","Hobart","HGC501","HGC501",null,"Convection","Full-size","Gas",null,50000,null,9747,53,null,"Glass","N/A",null,null,null,5,null,99.5,null,null,"2013-04-04","2019-05-07","United States, Canada","ES_1017245_HGC5_11052014123048_1002257"]
[2224693,"Vulcan (A division of ITW Food Equipment Group)","Hobart","HGC501D","HGC501D",null,"Convection","Full-size","Gas",null,50000,null,9747,53,null,"Glass","N/A",null,null,null,5,null,99.5,null,null,"2013-04-04","2019-05-07","United States, Canada","ES_1017245_HGC5D_11052014123048_1002258"]
[2224694,"Vulcan (A division of ITW Food Equipment Group)","Hobart","HGC501X","HGC501X",null,"Convection","Full-size","Gas",null,50000,null,9747,53,null,"Glass","N/A",null,null,null,5,null,99.5,null,null,"2013-04-04","2019-05-07","United States, Canada","ES_1017245_HGC5X_11052014123048_1002259"]
[2224695,"Vulcan (A division of ITW Food Equipment Group)","Hobart","HGC501DX","HGC5D01X",null,"Convection","Full-size","Gas",null,50000,null,9747,53,null,"Glass","N/A",null,null,null,5,null,99.5,null,null,"2013-04-04","2019-05-07","United States, Canada","ES_1017245_HGC5DX_11052014123048_1002260"]
[2331608,"Vulcan (A division of ITW Food Equipment Group)","Vulcan","ECO2D","ECO2D",null,"Convection","Half-size","Electric",null,null,null,null,null,76,"Glass/Solid","N/A",null,null,5,null,null,60.5,null,null,"2018-11-01","2018-12-11","United States, Canada","ES_1017245_ECO2D_12182018100718_1002290"]
[2200241,"Vulcan (A division of ITW Food Equipment Group)","Vulcan","SG44C","SG44C",null,"Convection","Full-size","Gas",null,57165,null,11756,50,null,"Glass","N/A",null,null,null,5,null,93.2,null,null,"2013-03-15","2020-12-02","United States, Canada","ES_1017245_SG44_01102014141507_1002252"]
[2200240,"Vulcan (A division of ITW Food Equipment Group)","Vulcan","SG4C","SG4C",null,"Convection","Full-size","Gas",null,57165,null,11756,50,null,"Glass","N/A",null,null,null,5,null,93.2,null,null,"2013-03-15","2020-12-02","United States, Canada","ES_1017245_SG4_01092014171741_1002247"]
[2224696,"Vulcan (A division of ITW Food Equipment Group)","Vulcan","SG6C","SG6C",null,"Convection","Full-size","Gas",null,57165,null,11756,50,null,"Glass","N/A",null,null,null,5,null,93.2,null,null,"2013-04-04","2020-12-02","United States, Canada","ES_1017245_SG6_11052014123048_1002261"]
[2224293,"Vulcan (A division of ITW Food Equipment Group)","Vulcan","VC3E","VC3E",null,"Convection","Full-size","Electric",null,null,null,null,null,73,"Glass","N/A",null,null,null,5,null,137.69999999999999,null,null,"2013-04-04","2014-11-05","United States, Canada","ES_1017245_VC3E_11052014123048_1002245"]
[2354451,"Vulcan (A division of ITW Food Equipment Group)","Vulcan","VC44EC","VC44EC",null,"Convection","Full-size","Electric",null,null,null,null,null,85,"Glass","N/A",null,null,null,5,null,137.4,null,null,"2019-01-10","2019-01-26","United States, Canada","ES_1017245_VC44E _01302020145229_1002306"]
[2354450,"Vulcan (A division of ITW Food Equipment Group)","Vulcan","VC4EC","VC4EC",null,"Convection","Full-size","Electric",null,null,null,null,null,85,"Glass","N/A",null,null,null,5,null,137.4,null,null,"2019-01-10","2019-01-25","United States, Canada","ES_1017245_VC4E_01302020145229_1002305"]
[2200242,"Vulcan (A division of ITW Food Equipment Group)","Vulcan","VC4GD","VC4GD",null,"Convection","Full-size","Gas",null,50000,null,9747,53,null,"Glass","N/A",null,null,null,5,null,99.5,null,null,"2013-04-04","2019-05-07","United States, Canada","ES_1017245_VC4GD_01092014171741_1002245"]
[2366732,"Vulcan (A division of ITW Food Equipment Group)","Vulcan","VC55E","VC55E",null,"Convection","Full-size","Electric",null,null,null,null,null,73,"Glass","N/A",null,null,null,5,null,137.69999999999999,null,null,"2013-04-04","2014-11-05","United States, Canada","ES_1017245_VC55E_10022020155643_1002414"]
[2366733,"Vulcan (A division of ITW Food Equipment Group)","Vulcan","VC55ED","VC55ED",null,"Convection","Full-size","Electric",null,null,null,null,null,73,"Glass","N/A",null,null,null,5,null,137.69999999999999,null,null,"2013-04-04","2014-11-05","United States, Canada","ES_1017245_VC55ED_10022020155643_1002415"]
[2348451,"Vulcan (A division of ITW Food Equipment Group)","Vulcan","VC55GD","VC55GD",null,"Convection","Full-size","Gas",null,50000,null,10280,56,null,"Glass","N/A",null,null,null,5,null,144.1,null,null,"2016-04-01","2016-06-10","United States, Canada","ES_1017245_VC55G_10112019091255_1002290"]
[2366730,"Vulcan (A division of ITW Food Equipment Group)","Vulcan","VC5E","VC5E",null,"Convection","Full-size","Electric",null,null,null,null,null,73,"Glass","N/A",null,null,null,5,null,137.69999999999999,null,null,"2013-04-04","2014-11-05","United States, Canada","ES_1017245_VC5E_10022020155643_1002412"]
[2366731,"Vulcan (A division of ITW Food Equipment Group)","Vulcan","VC5ED","VC5ED",null,"Convection","Full-size","Electric",null,null,null,null,null,73,"Glass","N/A",null,null,null,5,null,137.69999999999999,null,null,"2013-04-04","2014-11-05","United States, Canada","ES_1017245_VC5ED_10022020155643_1002413"]
[2270180,"Vulcan (A division of ITW Food Equipment Group)","Vulcan","VC5GD","VC5GD",null,"Convection","Full-size","Gas",null,50000,null,10280,56,null,"Glass","N/A",null,null,null,5,null,144.1,null,null,"2016-04-01","2016-06-10","United States, Canada","ES_1017245_VC5GD-11D1_06172016114417_1002275"]
[2354453,"Vulcan (A division of ITW Food Equipment Group)","Vulcan","VC66EC","VC66EC",null,"Convection","Full-size","Electric",null,null,null,null,null,85,"Glass","N/A",null,null,null,5,null,137.4,null,null,"2019-01-10","2019-01-28","United States, Canada","ES_1017245_VC66E _01302020145229_1002308"]
[2354452,"Vulcan (A division of ITW Food Equipment Group)","Vulcan","VC6EC","VC6EC",null,"Convection","Full-size","Electric",null,null,null,null,null,85,"Glass","N/A",null,null,null,5,null,137.4,null,null,"2019-01-10","2019-01-27","United States, Canada","ES_1017245_VC6E_01302020145229_1002307"]
[2200239,"Vulcan (A division of ITW Food Equipment Group)","Vulcan / Wolf","VC6GD","VC6GD",null,"Convection","Full-size","Gas",null,42990,null,10200,52,null,"Glass","N/A",null,null,null,5,null,136,null,null,"2007-01-01","2013-12-30","United States, Canada","ES_1017245_VC6GD_01092014171741_1002246"]
[2354454,"Vulcan (A division of ITW Food Equipment Group)","Wolf","WKED1","WKED1",null,"Convection","Full-size","Electric",null,null,null,null,null,85,"Glass","N/A",null,null,null,5,null,137.4,null,null,"2019-01-10","2019-01-29","United States, Canada","ES_1017245_WKED1 _01302020145229_1002309"]
[2354455,"Vulcan (A division of ITW Food Equipment Group)","Wolf","WKED2","WKED2",null,"Convection","Full-size","Electric",null,null,null,null,null,85,"Glass","N/A",null,null,null,5,null,137.4,null,null,"2019-01-10","2019-01-30","United States, Canada","ES_1017245_WKED2_01302020145229_1002310"]
[2354476,"Vulcan (A division of ITW Food Equipment Group)","Wolf","WKGC1","WKGC1",null,"Convection","Full-size","Gas",null,50000,null,9747,53,null,"Glass","N/A",null,null,null,5,null,99.5,null,null,"2013-04-04","2019-05-07","United States, Canada","ES_1017245_WKGC1_01302020145442_1002322"]
[2354477,"Vulcan (A division of ITW Food Equipment Group)","Wolf","WKGC2","WKGC2",null,"Convection","Full-size","Gas",null,50000,null,9747,53,null,"Glass","N/A",null,null,null,5,null,99.5,null,null,"2013-04-04","2019-05-07","United States, Canada","ES_1017245_WKGC2_01302020145442_1002323"]
[2224688,"Vulcan (A division of ITW Food Equipment Group)","Wolf","WKGD1","WKGD1",null,"Convection","Full-size","Gas",null,50000,null,9747,53,null,"Glass","N/A",null,null,null,5,null,99.5,null,null,"2013-04-04","2019-05-07","United States, Canada","ES_1017245_WKGD1_11052014123048_1002253"]
[2354475,"Vulcan (A division of ITW Food Equipment Group)","Wolf","WKGD2","WKGD2",null,"Convection","Full-size","Gas",null,50000,null,9747,53,null,"Glass","N/A",null,null,null,5,null,99.5,null,null,"2013-04-04","2019-05-07","United States, Canada","ES_1017245_WKGD2_01302020145442_1002321"]

{"sheet":"Combination_OvensQOld","index":28,"n_rows":132,"n_cols":38,"rows_kept":132,"cut":false,"hidden":true,"merged":[]}
["pd_id","energy_star_partner","brand_name","model_name","model_number","additional_model_information","oven_type","size","fuel_type","input_rate_kw","input_rate_btu_h","electric_oven_convection_mode_idle_energy_rate_kw","gas_oven_convection_mode_idle_energy_rate_btu_h","gas_oven_convection_mode_cooking_energy_efficiency","electric_oven_convection_mode_cooking_energy_efficiency","door_type","additional_door_type_s","method_of_steam_generation","steam_pan_capacity","half_size_sheet_pan_capacity","full_size_sheet_pan_capacity","gas_oven_convection_mode_electric_idle_energy_rate_kw","gas_oven_steam_mode_idle_energy_rate_btu_h","gas_oven_steam_mode_electric_idle_energy_rate_kw","electric_oven_steam_mode_idle_energy_rate_kw","convection_mode_production_capacity_lbs_h","convection_mode_average_water_consumption_rate_gal_h","gas_oven_steam_mode_cooking_energy_efficiency","electric_oven_steam_mode_cooking_energy_efficiency","steam_mode_production_capacity_lbs_h","steam_mode_average_water_consumption_rate_gal_h","rack_oven_baking_energy_efficiency","baking_production_capacity_lbs_h","set_back_idle_mode","date_available_on_market","date_qualified","markets","energy_star_model_identifier"]
[2327174,"LAINOX ALI Group S.r.l","Lainox","NAEB201","NAEB201",null,"Combination","Full-size","Electric",null,null,null,null,null,78,null,null,null,20,null,20,null,null,null,3.02,233.8,0,null,61,331.09,5.27,null,null,null,"2018-09-27","2018-10-09","United States, Canada","ES_1138848_NAEB201_10082018134727_5210229"]
[2327462,"LAINOX ALI Group S.r.l","Lainox","NAEV071","NAEV071",null,"Combination","Full-size","Electric",null,null,null,null,null,78,null,null,null,7,null,7,null,null,null,1.42,83.5,null,null,66,92.1,0.2,null,null,null,"2018-09-27","2018-10-12","United States, Canada","ES_1138848_NAEV071_10112018145956_2558404"]
[2327407,"LAINOX ALI Group S.r.l","Lainox","NAEV072","NAEV072",null,"Combination","Full-size","Electric",null,null,null,null,null,81,null,null,null,14,null,14,null,null,null,1.1299999999999999,138.30000000000001,14.1,null,70,128.19999999999999,3.4,null,null,null,"2018-09-27","2018-10-11","United States, Canada","ES_1138848_NAEV072_10102018102443_4266778"]
[2327405,"LAINOX ALI Group S.r.l","Lainox","NAEV101","NAEV101",null,"Combination","Full-size","Electric",null,null,null,null,null,82,null,null,null,10,null,10,null,null,null,1.22,110.2,3.3,null,66,97.9,1.3,null,null,null,"2018-09-27","2018-10-11","United States, Canada","ES_1138848_NAEV101_10102018102103_3819085"]
[2327406,"LAINOX ALI Group S.r.l","Lainox","NAEV102","NAEV102",null,"Combination","Full-size","Electric",null,null,null,null,null,84,null,null,null,20,null,20,null,null,null,1.93,195.6,8.8000000000000007,null,72,185.5,2.1,null,null,null,"2018-09-27","2018-10-11","United States, Canada","ES_1138848_NAEV102_10102018102247_696832"]
[2327297,"LAINOX ALI Group S.r.l","Lainox","NAEV201","NAEV201",null,"Combination","Full-size","Electric",null,null,null,null,null,78,null,null,null,20,null,20,null,null,null,2.41,233.8,0,null,62,124.54,3.39,null,null,null,"2018-09-27","2018-10-11","United States, Canada","ES_1138848_NAEV201_10082018135203_7907678"]
[2294238,"LAINOX ALI Group S.r.l","Lainox","NAGB071","NAGB071",null,"Combination","Full-size","Gas",null,50111,null,4650,56,null,null,null,null,7,null,7,null,null,null,null,63.3,2.6,42,null,106.9,4.7,null,null,null,"2015-10-26","2017-04-12","United States, Canada","ES_1138848_NAGB071US_04062017134749_2771875"]
[2327464,"LAINOX ALI Group S.r.l","Lainox","NAGB072","NAGB072",null,"Combination","Full-size","Gas",null,102500,null,5932,56,null,null,null,null,14,null,14,null,null,null,null,135.1,3.8,46,null,210.8,6.2,null,null,null,"2018-09-27","2018-10-12","United States, Canada","ES_1138848_NAGB072_10112018150915_5985986"]
[2327325,"LAINOX ALI Group S.r.l","Lainox","NAGB101","NAGB101",null,"Combination","Full-size","Gas",null,100236,null,5387,59,null,null,null,null,10,null,10,null,null,null,null,95.3,0,44,null,157.5,8.3000000000000007,null,null,null,"2018-09-27","2018-10-11","United States","ES_1138848_NAGB101_10102018100530_2324029"]
[2327372,"LAINOX ALI Group S.r.l","Lainox","NAGB102","NAGB102",null,"Combination","Full-size","Gas",null,141184,null,6585,62,null,null,null,null,20,null,20,null,null,null,null,193.1,9.4,48,null,264.7,8.4,null,null,null,"2018-09-27","2018-10-11","United States, Canada","ES_1138848_NAGB102_10102018101555_2164422"]
[2327338,"LAINOX ALI Group S.r.l","Lainox","NAGB201","NAGB201",null,"Combination","Full-size","Gas",null,168529,null,7784,60,null,null,null,null,20,null,20,null,null,null,null,220.4,12.9,45,null,297,12.3,null,null,null,"2018-09-27","2018-10-11","United States","ES_1138848_NAGB201_10102018101037_5061914"]
[2328700,"LAINOX ALI Group S.r.l","Lainox","NAGB202","NAGB202",null,"Combination","Full-size","Gas",null,274665,null,10921,61,null,null,null,null,40,null,null,null,null,null,null,402.5,13.4,55,null,526,12.3,null,null,null,"2018-10-23","2018-10-31","United States, Canada","ES_1138848_NAGB202_10232018155946_9709436"]
[2346566,"LAINOX ALI Group S.r.l","Lainox","NAGV071","NAGV071",null,"Combination","Full-size","Gas",null,50111,null,4650,56,null,null,null,null,7,null,null,null,null,null,null,63.23,2.63,50,null,93.2,1,null,null,null,"2019-06-27","2019-09-27","United States","ES_1138848_NAGV071_06272019111541_2666437"]
[2327322,"LAINOX ALI Group S.r.l","Lainox","NAGV072","NAGV072",null,"Combination","Full-size","Gas",null,67464,null,5932,56,null,null,null,null,14,null,14,null,null,null,null,135.1,3.8,46,null,155.80000000000001,3.5,null,null,null,"2018-09-27","2018-10-11","United States, Canada","ES_1138848_NAGV072_10102018100314_5605737"]
[2327326,"LAINOX ALI Group S.r.l","Lainox","NAGV101","NAGV101",null,"Combination","Full-size","Gas",null,62057,null,5387,59,null,null,null,null,10,null,10,null,null,null,null,95.3,0,46,null,106.9,6,null,null,null,"2018-09-27","2018-10-11","United States, Canada","ES_1138848_NAGV101_10102018100749_3325311"]
[2327389,"LAINOX ALI Group S.r.l","Lainox","NAGV102","NAGV102",null,"Combination","Full-size","Gas",null,91808,null,6585,62,null,null,null,null,20,null,20,null,null,null,null,193.1,9.4,55,null,180,4.7,null,null,null,"2018-09-27","2018-10-11","United States, Canada","ES_1138848_NAGV102_10102018101736_4849054"]
[2327339,"LAINOX ALI Group S.r.l","Lainox","NAGV201","NAGV201",null,"Combination","Full-size","Gas",null,126770,null,7784,60,null,null,null,null,20,null,20,null,null,null,null,220.4,12.9,54,null,285.3,8.3000000000000007,null,null,null,"2018-09-27","2018-10-11","United States, Canada","ES_1138848_NAGV201_10102018101340_2493402"]
[2328732,"LAINOX ALI Group S.r.l","Lainox","NAGV202","NAGV202",null,"Combination","Full-size","Gas",null,184255,null,10921,61,null,null,null,null,40,null,null,null,null,null,null,402.5,13.4,57,null,421,3.1,null,null,null,"2018-10-23","2018-10-31","United States, Canada","ES_1138848_NAGV202_10232018135625_5000116"]
[2289622,"MKN Maschinenfabrik Kurt Neubauer","Henny Penny","FPE115","115",null,"Combination","Full-size","Electric",null,null,null,null,null,81,null,null,null,10,10,null,null,null,null,1.64,99.49,0,null,56,137.63,3.14,null,null,null,"2014-01-01","2017-01-26","United States, Canada","ES_1138805_115_01262017123852_70119212"]
[2289623,"MKN Maschinenfabrik Kurt Neubauer","Henny Penny","FPE121","121",null,"Combination","Full-size","Electric",null,null,null,null,null,85,null,null,null,20,20,10,null,null,null,2.13,197.71,0,null,68,252.67,4.58,null,null,null,"2014-01-01","2017-01-26","United States, Switzerland, Taiwan, Japan, Canada","ES_1138805_121_01262017123853_70119212"]
[2289624,"MKN Maschinenfabrik Kurt Neubauer","Henny Penny","FPE215","215",null,"Combination","Full-size","Electric",null,null,null,null,null,78,null,null,null,20,20,null,null,null,null,3.24,184.68,0,null,60,336.2,6.71,null,null,null,"2014-01-01","2017-01-26","United States, Canada","ES_1138805_215_01262017123854_70119212"]
[2289620,"MKN Maschinenfabrik Kurt Neubauer","Henny Penny","FSE610","610",null,"Combination","Full-size","Electric",null,null,null,null,null,81,null,null,null,6,6,null,null,null,null,1.0900000000000001,56,0,null,62,95.9,1.94,null,null,null,"2014-01-01","2017-01-26","United States, Canada","ES_1138805_610_01262017123859_70119212"]
[2289621,"MKN Maschinenfabrik Kurt Neubauer","Henny Penny","FPE615","615",null,"Combination","Full-size","Electric",null,null,null,null,null,77,null,null,null,6,6,null,null,null,null,1.3,63.7,0,null,58,93.4,2.57,null,null,null,"2014-01-01","2017-01-26","United States, Canada","ES_1138805_615_01262017123858_70119212"]
[2289627,"MKN Maschinenfabrik Kurt Neubauer","Henny Penny","FPE621","621",null,"Combination","Full-size","Electric",null,null,null,null,null,85,null,null,null,12,12,6,null,null,null,2.04,123.59,0,null,59,179.76,4.46,null,null,null,"2014-01-01","2017-01-26","United States, Switzerland, Taiwan, Japan, Canada","ES_1138805_621_01262017123723_70119212"]
[2289617,"MKN Maschinenfabrik Kurt Neubauer","MKN Maschinenfabrik Kurt Neubauer GmbH & Co.KG","FKECOD115T","115",null,"Combination","Full-size","Electric",null,null,null,null,null,81,null,null,null,10,10,null,null,null,null,1.64,99.49,0,null,56,137.63,3.14,null,null,null,"2014-01-01","2017-01-26","United States, Canada","ES_1138805_115_01262017123157_70119212"]
[2289618,"MKN Maschinenfabrik Kurt Neubauer","MKN Maschinenfabrik Kurt Neubauer GmbH & Co.KG","FKECOD121T","121",null,"Combination","Full-size","Electric",null,null,null,null,null,85,null,null,null,20,20,10,null,null,null,2.13,197.71,0,null,68,252.67,4.58,null,null,null,"2014-01-01","2017-01-26","United States, Switzerland, Taiwan, Japan, Canada","ES_1138805_121_01262017123057_70119212"]
[2289619,"MKN Maschinenfabrik Kurt Neubauer","MKN Maschinenfabrik Kurt Neubauer GmbH & Co.KG","FKECOD215T","215",null,"Combination","Full-size","Electric",null,null,null,null,null,78,null,null,null,20,20,null,null,null,null,3.24,184.68,0,null,60,336.2,6.71,null,null,null,"2014-01-01","2017-01-26","United States, Canada","ES_1138805_215_01262017123807_70119212"]
[2289614,"MKN Maschinenfabrik Kurt Neubauer","MKN Maschinenfabrik Kurt Neubauer GmbH & Co.KG","SKECOD610T","610",null,"Combination","Full-size","Electric",null,null,null,null,null,81,null,null,null,6,6,null,null,null,null,1.0900000000000001,56,0,null,62,95.9,1.94,null,null,null,"2014-01-01","2017-01-26","United States, Canada","ES_1138805_610_01262017123847_70119212"]
[2289615,"MKN Maschinenfabrik Kurt Neubauer","MKN Maschinenfabrik Kurt Neubauer GmbH & Co.KG","FKECOD615T","615",null,"Combination","Full-size","Electric",null,null,null,null,null,77,null,null,null,6,6,null,null,null,null,1.3,63.7,0,null,58,93.4,2.57,null,null,null,"2014-01-01","2017-01-26","United States, Canada","ES_1138805_615_01262017123837_70119212"]
[2289616,"MKN Maschinenfabrik Kurt Neubauer","MKN Maschinenfabrik Kurt Neubauer GmbH & Co.KG","FKECOD621T","621",null,"Combination","Full-size","Electric",null,null,null,null,null,85,null,null,null,12,12,6,null,null,null,2.04,123.59,0,null,59,179.76,4.46,null,null,null,"2014-01-01","2017-01-26","United States, Switzerland, Taiwan, Japan, Canada","ES_1138805_621_01262017123827_70119212"]
[2359355,"Rational","Rational AG","iCombiPro 6-half elec.","LM100BE",null,"Combination","Half-size","Electric",null,null,null,null,null,76,null,null,null,6,6,null,null,null,null,0.64,61.53,0,null,58,103.29,3.8,null,null,null,"2020-05-05","2020-04-30","United States, Canada","ES_1088380_LM100BE_05042020034300_80035990"]
[2359354,"Rational","Rational AG","iCombiPro 6-half gas","LM100BG",null,"Combination","Half-size","Gas",null,49500,null,2732,62,null,null,null,null,6,6,null,null,null,null,null,63.3,0,50,null,118.9,2.2000000000000002,null,null,null,"2020-05-05","2020-04-30","United States, Canada","ES_1088380_LM100BG_05042020034300_80035990"]
[2359349,"Rational","Rational AG","iCombiPro 6-full elec.","LM100CE",null,"Combination","Full-size","Electric",null,null,null,null,null,82,null,null,null,12,null,6,null,null,null,0.84,116.6,0,null,58,217.02,10.67,null,null,null,"2020-05-05","2020-04-30","United States, Canada","ES_1088380_LM100CE_05042020034300_80035990"]
[2359357,"Rational","Rational AG","iCombiPro 6-full gas","LM100CG",null,"Combination","Full-size","Gas",null,106500,null,3847,66,null,null,null,null,12,null,6,null,null,null,null,106.97,0.03,55,null,238.94,5.7,null,null,null,"2020-05-05","2020-04-30","United States, Canada","ES_1088380_LM100CG_05042020034300_80035990"]
[2359356,"Rational","Rational AG","iCombiPro 10-half elec.","LM100DE",null,"Combination","Half-size","Electric",null,null,null,null,null,77,null,null,null,10,10,null,null,null,null,0.88,92.55,0.03,null,60,203.99,5.47,null,null,null,"2020-05-05","2020-04-30","United States, Canada","ES_1088380_LM100DE_05042020034300_80035990"]
[2359358,"Rational","Rational AG","iCombiPro 10-half gas","LM100DG",null,"Combination","Half-size","Gas",null,83500,null,3759,64,null,null,null,null,10,10,null,null,null,null,null,97.93,0.11,55,null,194.03,4.21,null,null,null,"2020-05-05","2020-04-30","United States, Canada","ES_1088380_LM100DG_05042020034300_80035990"]
[2345828,"Accutemp Products, Inc.","AccuTemp","T0621IE","T0621IE",null,"Combination","Full-size","Electric",null,null,null,null,null,80,null,null,null,12,null,12,null,null,null,1.25,118.2,0,null,68,170.1,3.9,null,null,null,"2019-08-01","2019-09-04","United States","ES_1017242_T0621IE_09042019145305_8785807"]
[2239756,"Alto-Shaam, Inc.","Alto-Shaam","CTC7-20G","CTC7-20G",null,"Combination","Full-size","Gas",null,98000,null,5517,60,null,null,null,null,16,null,8,null,null,null,null,173.2,1.27,52,null,161.1,0.93,null,null,null,"2014-01-01","2015-05-19","United States, Canada","ES_1017906_CTC7-20G_05192015201136_6296016"]
[2287466,"Alto-Shaam, Inc.","Alto-Shaam","CTP20-20G","CTP20-20G",null,"Combination","Full-size","Gas",null,266000,null,10430,63,null,null,null,null,40,null,null,null,null,null,null,402.2,0.4,50,null,324.60000000000002,9.1,null,null,null,"2014-02-03","2016-12-30","United States, Canada","ES_1017906_CTP20-20G_12302016142007_7607471"]
[2232976,"Alto-Shaam, Inc.","Alto-Shaam","CTP7-20E","CTP7-20E",null,"Combination","Full-size","Electric",null,null,null,null,null,80,null,null,null,14,null,7,null,null,null,1.18,139.9,0.8,null,59,171.3,1.5,null,null,null,"2014-01-01","2015-02-11","United States, Canada","ES_1017906_CTP7-20E_02112015164734_3254873"]
[2287467,"Alto-Shaam, Inc.","Alto-Shaam","CTP7-20G","CTP7-20G",null,"Combination","Full-size","Gas",null,102000,null,5950,59,null,null,null,null,14,null,14,null,null,null,null,141.69999999999999,10.6,47,null,249.8,12.2,null,null,null,"2014-02-03","2016-12-30","United States, Canada","ES_1017906_CTP7-20G_12302016141928_7568140"]
[2332635,"Angelo Po Grandi Cucine S.p.A. con Socio Unico","Angelo Po","FX122G3","FX122G3",null,"Combination","Full-size","Gas",null,120000,null,7693,63,null,null,null,null,24,null,12,null,null,null,null,215.9,1.8,55,null,222.9,2.6,null,null,null,"2019-01-01","2019-01-17","United States","ES_1142603_FX122G3_01172019134617_2777516"]
[2330447,"Angelo Po Grandi Cucine S.p.A. con Socio Unico","Angelo Po","FX122G3T","FX122G3T",null,"Combination","Full-size","Gas",null,120000,null,7693,63,null,null,null,null,24,null,12,null,null,null,null,215.9,1.8,55,null,222.9,2.6,null,null,null,"2018-11-20","2018-11-30","United States","ES_1142603_FX122G3T_11302018171903_8343008"]
[2330387,"Angelo Po Grandi Cucine S.p.A. con Socio Unico","Angelo Po","FX202G3","FX202G3",null,"Combination","Full-size","Gas",null,190000,null,11087,63,null,null,null,null,40,null,20,null,null,null,null,369.3,2.5,59,null,500.9,5.8,null,null,null,"2018-11-20","2018-11-29","United States","ES_1142603_FX202G3_11292018163645_9405064"]
[2332636,"Angelo Po Grandi Cucine S.p.A. con Socio Unico","Angelo Po","FX202G3R","FX202G3R",null,"Combination","Full-size","Gas",null,190000,null,11087,63,null,null,null,null,40,null,20,null,null,null,null,369.3,2.5,59,null,500.9,5.8,null,null,null,"2019-01-01","2019-01-17","United States","ES_1142603_FX202G3R_01172019143842_5922149"]
[2332637,"Angelo Po Grandi Cucine S.p.A. con Socio Unico","Angelo Po","FX82E3","FX82E3",null,"Combination","Full-size","Electric",null,null,null,null,null,80,null,null,null,16,null,16,null,null,null,2.57,148.80000000000001,1.2,null,66,186.1,2.8,null,null,null,"2019-01-01","2019-01-17","United States","ES_1142603_FX82E3_01172019145336_6816822"]
[2330205,"Angelo Po Grandi Cucine S.p.A. con Socio Unico","Angelo Po","FX82E3T","FX82E3T",null,"Combination","Full-size","Electric",null,null,null,null,null,80,null,null,null,16,null,16,null,null,null,2.57,148.80000000000001,1.2,null,66,186.1,2.8,null,null,null,"2018-11-20","2018-11-26","United States","ES_1142603_FX82E3T_11262018183236_7156636"]
[2332634,"Angelo Po Grandi Cucine S.p.A. con Socio Unico","Angelo Po","FX82G3","FX82G3",null,"Combination","Full-size","Gas",null,92500,null,6550,60,null,null,null,null,16,null,16,null,null,null,null,144.5,2,54,null,191.4,3.7,null,null,null,"2019-01-01","2019-01-17","United States","ES_1142603_FX82G3_01172019132102_1262501"]
[2330206,"Angelo Po Grandi Cucine S.p.A. con Socio Unico","Angelo Po","FX82G3T","FX82G3T",null,"Combination","Full-size","Gas",null,92500,null,6550,60,null,null,null,null,16,null,16,null,null,null,null,144.5,2,54,null,191.4,3.7,null,null,null,"2018-11-20","2018-11-26","United States","ES_1142603_FX82G3T_11262018192954_0594664"]
[2397178,"Blodgett Oven Company","Blodgett","BCT-102","BCT-102",null,"Combination","Full-size","Electric",null,null,null,null,null,81,null,null,null,12,null,null,null,null,null,3.2,187.9,0,null,67,215.5,5.5,null,null,null,"2022-04-27","2022-06-02","United States, Canada","ES_1100150_BCT-102E_04282022114803_1964533"]
[2397168,"Blodgett Oven Company","Blodgett","BCT-62","BCT-62",null,"Combination","Full-size","Electric",null,null,null,null,null,78,null,null,null,12,null,null,null,null,null,1.35,113.8,0,null,58,99.2,3.2,null,null,null,"2022-04-27","2022-06-02","United States, Canada","ES_1100150_BCT-62_06022022124244_7379724"]
[2226578,"Convotherm (A division of Welbilt)","Convotherm","C4eD 10.10 ES","C4eD 10.10 ES",null,"Combination","Half-size","Electric",null,null,null,null,null,78,null,null,null,10,11,null,null,null,null,0.71,104.4,0,null,72,101.2,0.5,null,null,null,"2013-09-03","2014-12-05","United States, Canada","ES_1123347_C4eD 10.10 ES_12052014205919_3159474"]
[2265954,"Convotherm (A division of Welbilt)","Convotherm","C4eD 10.20 EB","C4eD 10.20 EB",null,"Combination","Full-size","Electric",null,null,null,null,null,81,null,null,null,20,null,10,null,null,null,2.52,215.5,0,null,65,347.6,10.6,null,null,null,"2014-01-01","2016-05-02","United States, Canada","ES_1123347_C4eD 10.20 EB_05022016202644_0804621"]
[2253464,"Convotherm (A division of Welbilt)","Convotherm","C4eD 10.20 ES","C4eD 10.20 ES",null,"Combination","Full-size","Electric",null,null,null,null,null,83,null,null,null,20,null,10,null,null,null,1.56,232,0.1,null,76,336.5,2.7,null,null,null,"2014-01-01","2015-11-24","United States, Canada","ES_1123347_C4eD 10.20 ES_11242015230242_6162916"]
[2393071,"Convotherm (A division of Welbilt)","Convotherm","Convotherm","C4eD 10.20GB-N",null,"Combination","Full-size","Gas",null,109200,null,6818,57,null,null,null,null,20,null,null,null,null,null,0,187,0,47,null,266,7,null,null,null,"2022-01-01","2022-02-17","United States, Canada","ES_1123347_C4eD 10.20GB-N_021720220813109_9790924"]
[2279893,"Convotherm (A division of Welbilt)","Convotherm","C4eD 10.20 GS","C4eD 10.20 GS",null,"Combination","Full-size","Gas",null,109200,null,7127,63,null,null,null,null,22,null,11,null,null,null,null,227.3,0,58,null,298.8,1.7,null,null,null,"2014-01-01","2016-09-22","United States, Canada","ES_1123347_C4eD 10.20 GS_09222016202441_5881405"]
[2238457,"Convotherm (A division of Welbilt)","Convotherm","C4eD 20.20 GB","C4eD 20.20 GB",null,"Combination","Full-size","Gas",null,218400,null,10270,61,null,null,null,null,40,null,20,null,null,null,null,391.2,3.3,49,null,352.5,9.6,null,null,null,"2014-01-01","2015-04-30","United States, Canada","ES_1123347_C4eD 20.20 GB_05012015152102_3662678"]
[2393072,"Convotherm (A division of Welbilt)","Convotherm","Convotherm","C4eD 6.10 EB",null,"Combination","Full-size","Electric",null,null,null,null,null,77,null,null,null,7,null,null,null,null,null,1.35,77.8,0,null,58,108.1,3.2,null,null,null,"2021-12-01","2022-02-17","United States, Canada","ES_1123347_C4eD 6.10 EB_021720220813561_9777535"]
[2238453,"Convotherm (A division of Welbilt)","Convotherm","C4eD 6.20 EB","C4eD 6.20 EB",null,"Combination","Full-size","Electric",null,null,null,null,null,79,null,null,null,14,null,7,null,null,null,1.85,145.19999999999999,0,null,61,213.1,8.1,null,null,null,"2014-01-01","2015-04-30","United States, Canada","ES_1123347_C4eD 6.20 EB_05012015152543_3943676"]
[2247632,"Convotherm (A division of Welbilt)","Convotherm","C4eD 6.20 ES","C4eD 6.20 ES",null,"Combination","Full-size","Electric",null,null,null,null,null,81,null,null,null,14,null,7,null,null,null,1.41,139.1,0,null,70,182.5,2,null,null,null,"2014-01-01","2015-09-10","United States, Canada","ES_1123347_C4eD 6.20 ES_09102015173855_6735915"]
[2238454,"Convotherm (A division of Welbilt)","Convotherm","C4eD 6.20 GB","C4eD 6.20 GB",null,"Combination","Full-size","Gas",null,68200,null,5438,62,null,null,null,null,14,null,7,null,null,null,null,131.80000000000001,0,51,null,167.4,4.3,null,null,null,"2014-01-01","2015-04-30","United States, Canada","ES_1123347_C4eD 6.20 GB_05012015152341_3821633"]
[2253462,"Convotherm (A division of Welbilt)","Convotherm","C4eD 6.20  GS","C4eD 6.20  GS",null,"Combination","Full-size","Gas",null,68200,null,5101,62,null,null,null,null,14,null,7,null,null,null,null,140.9,0,58,null,204.1,2.5,null,null,null,"2014-01-01","2015-11-24","United States, Canada","ES_1123347_C4eD 6.20  GS_11242015224216_4936234"]
[2226579,"Convotherm (A division of Welbilt)","Convotherm","C4eT 10.10 ES","C4eT 10.10 ES",null,"Combination","Half-size","Electric",null,null,null,null,null,78,null,null,null,10,11,null,null,null,null,0.71,104.4,0,null,72,101.2,0.5,null,null,null,"2013-09-03","2014-12-05","United States, Canada","ES_1123347_C4eT 10.10 ES_12052014210010_3210152"]
[2265952,"Convotherm (A division of Welbilt)","Convotherm","C4eT 10.20 EB","C4eT 10.20 EB",null,"Combination","Full-size","Electric",null,null,null,null,null,81,null,null,null,20,null,10,null,null,null,2.52,215.5,0,null,65,347.6,10.6,null,null,null,"2014-01-01","2016-05-02","United States, Canada","ES_1123347_C4eT 10.20 EB_05022016202511_0711414"]
[2253465,"Convotherm (A division of Welbilt)","Convotherm","C4eT 10.20 ES","C4eT 10.20 ES",null,"Combination","Full-size","Electric",null,null,null,null,null,83,null,null,null,20,null,10,null,null,null,1.56,232,0.1,null,76,336.5,2.7,null,null,null,"2014-01-01","2015-11-24","United States, Canada","ES_1123347_C4eT 10.20 ES_11242015230150_6110447"]
[2391833,"Convotherm (A division of Welbilt)","Convotherm","Convotherm","C4eT 10.20GB-N",null,"Combination","Full-size","Gas",null,109200,null,6818,57,null,null,null,null,20,null,null,null,null,null,0,187,0,47,null,266,7,null,null,null,"2022-01-01","2022-01-27","United States, Canada","ES_1123347_C4eT 10.20GB-N_012720221700933_9838325"]
[2279894,"Convotherm (A division of Welbilt)","Convotherm","C4eT 10.20 GS","C4eT 10.20 GS",null,"Combination","Full-size","Gas",null,109200,null,7127,63,null,null,null,null,22,null,11,null,null,null,null,227.3,0,58,null,298.8,1.7,null,null,null,"2014-01-01","2016-09-22","United States, Canada","ES_1123347_C4eT 10.20 GS_09222016202502_5902391"]
[2238458,"Convotherm (A division of Welbilt)","Convotherm","C4eT 20.20 GB","C4eT 20.20 GB",null,"Combination","Full-size","Gas",null,218400,null,10270,61,null,null,null,null,40,null,20,null,null,null,null,391.2,3.3,49,null,352.5,9.6,null,null,null,"2014-01-01","2015-04-30","United States, Canada","ES_1123347_C4eT 20.20 GB_05012015152013_3613267"]
[2391832,"Convotherm (A division of Welbilt)","Convotherm","Convotherm","C4eT 6.10 EB",null,"Combination","Full-size","Electric",null,null,null,null,null,77,null,null,null,7,null,null,null,null,null,1.35,77.8,0,null,58,108.1,3.2,null,null,null,"2021-12-01","2022-01-27","United States, Canada","ES_1123347_C4eT 6.10 EB_012720221700412_6228040"]
[2238455,"Convotherm (A division of Welbilt)","Convotherm","C4eT 6.20 EB","C4eT 6.20 EB",null,"Combination","Full-size","Electric",null,null,null,null,null,79,null,null,null,14,null,7,null,null,null,1.85,145.19999999999999,0,null,61,213.1,8.1,null,null,null,"2014-01-01","2015-04-30","United States, Canada","ES_1123347_C4eT 6.20 EB_05012015152443_3883825"]
[2247633,"Convotherm (A division of Welbilt)","Convotherm","C4eT 6.20 ES","C4eT 6.20 ES",null,"Combination","Full-size","Electric",null,null,null,null,null,81,null,null,null,14,null,7,null,null,null,1.41,139.1,0,null,70,182.5,2,null,null,null,"2014-01-01","2015-09-10","United States, Canada","ES_1123347_C4eT 6.20 ES_09102015174318_6998291"]
[2238456,"Convotherm (A division of Welbilt)","Convotherm","C4eT 6.20 GB","C4eT 6.20 GB",null,"Combination","Full-size","Gas",null,68200,null,5438,62,null,null,null,null,14,null,7,null,null,null,null,131.80000000000001,0,51,null,167.4,4.3,null,null,null,"2014-01-01","2015-04-30","United States, Canada","ES_1123347_C4eT 6.20 GB_05012015152137_3697204"]
[2253463,"Convotherm (A division of Welbilt)","Convotherm","C4eT 6.20 GS","C4eT 6.20 GS",null,"Combination","Full-size","Gas",null,68200,null,5101,62,null,null,null,null,14,null,7,null,null,null,null,140.9,0,58,null,204.1,2.5,null,null,null,"2014-01-01","2015-11-24","United States, Canada","ES_1123347_C4eT 6.20 GS_11242015224059_4859981"]
[2402104,"Convotherm (A division of Welbilt)","Convotherm","OES6.10 Mini","OES6.10 Mini",null,"Combination","Half-size","Electric",null,null,null,null,null,81,null,null,null,4,4,4,null,null,null,0.89,44.3,null,null,69,61.1,null,null,null,null,"2022-10-03","2022-09-28","United States, Canada","ES_1123347_OES6.10_092820221927184_9828954"]
[2341514,"Electrolux Professional","Electrolux","COE11T30","COE11T30",null,"Combination","Half-size","Electric",null,null,null,0,null,78,null,null,null,10,10,null,null,null,null,0.95,99.64,0,null,58,188.31,3.7,"00:00:00","00:00:00",null,"2018-05-11","2019-07-23","United States, Canada","ES_1082677_COE11T30_07122019074627_3097802"]
[2349743,"Electrolux Professional","Electrolux","COE12T30","COE12T30",null,"Combination","Full-size","Electric",null,null,null,null,null,85,null,null,null,10,null,10,null,null,null,1.94,188.26,0,null,63,400.7,7.5,null,null,null,"2019-07-25","2019-11-13","United States, Canada","ES_1082677_COE12T30_09192019113637_3906366"]
[2341560,"Electrolux Professional","Electrolux","COE61T30","COE61T30",null,"Combination","Half-size","Electric",null,null,null,0,null,77,null,null,null,6,6,null,null,null,null,0.9,65.930000000000007,0,null,56,97.26,2,"00:00:00","00:00:00",null,"2018-05-11","2019-07-24","United States, Canada","ES_1082677_COE61T30_07122019075001_5536004"]
[2349744,"Electrolux Professional","Electrolux","COE62T30","COE62T30",null,"Combination","Full-size","Electric",null,null,null,0,null,86,null,null,null,6,null,6,null,null,null,1.42,118.04,0,null,61,239.17,4.4000000000000004,"00:00:00","00:00:00",null,"2019-07-12","2019-11-13","United States, Canada","ES_1082677_COE62T30_08302019163638_6963464"]
[2356781,"Electrolux Professional","Electrolux","COG11T30","COG11T30",null,"Combination","Half-size","Gas",null,124538,null,4223,63,null,null,null,null,10,10,null,null,null,null,null,98.27,0,45,null,200.12,3.9,null,null,null,"2020-01-08","2020-03-20","United States, Canada","ES_1082677_COG11T30_02242020162224_7578088"]
[2349742,"Electrolux Professional","Electrolux","COG12T30","COG12T30",null,"Combination","Full-size","Gas",null,189025,null,6154,58,null,null,null,null,10,null,10,null,null,null,null,190.87,0,47,null,319.24,5.5,null,null,null,"2019-07-18","2019-11-13","United States, Canada","ES_1082677_COG12T30_09192019112923_6833612"]
[2341513,"Electrolux Professional","Electrolux","COG61T30","COG61T30",null,"Combination","Half-size","Gas",null,76429,null,3158,58,null,null,null,null,6,6,null,null,null,null,0,62.95,0,43,null,126.07,2.2999999999999998,"00:00:00","00:00:00",null,"2018-05-11","2019-07-23","United States, Canada","ES_1082677_COG61T30_05082019105820_5181238"]
[2349741,"Electrolux Professional","Electrolux","COG62T30","COG62T30",null,"Combination","Full-size","Gas",null,128632,null,4480,60,null,null,null,null,6,null,6,null,null,null,null,120.12,0,43,null,213.92,3.8,null,null,null,"2019-08-27","2019-11-13","United States, Canada","ES_1082677_COG62T30_09192019114233_9173547"]
[2376282,"Eloma GmbH","Eloma GmbH","Compact PRO","6-11",null,"Combination","Full-size","Electric",null,null,null,null,null,78,null,null,null,6,null,6,null,null,null,1.22,48.32,0.05,null,61,84.5,1.52,null,null,null,"2020-12-01","2021-03-19","United States, Canada","ES_1145862_6-11_04222021080223_80070795"]
[2327320,"LAINOX ALI Group S.r.l","Lainox","NAEB071","NAEB071",null,"Combination","Full-size","Electric",null,null,null,null,null,78,null,null,null,7,null,7,null,null,null,1.46,83.5,null,null,63,106.7,3,null,null,null,"2018-09-27","2018-10-11","United States, Canada","ES_1138848_NAEB071_10082018140328_3028985"]
[2294237,"LAINOX ALI Group S.r.l","Lainox","NAEB072","NAEB072",null,"Combination","Full-size","Electric",null,null,null,null,null,81,null,null,null,14,null,14,null,null,null,1.96,139.4,0,null,67,196.2,10.5,null,null,null,"2015-10-26","2017-04-12","United States, Canada","ES_1138848_NAEB072US_04062017134229_5138055"]
[2327392,"LAINOX ALI Group S.r.l","Lainox","NAEB101","NAEB101",null,"Combination","Full-size","Electric",null,null,null,null,null,82,null,null,null,10,null,10,null,null,null,1.63,110.2,3.3,null,63,174.8,4.9000000000000004,null,null,null,"2018-09-27","2018-10-11","United States, Canada","ES_1138848_NAEB101_10102018101924_3011133"]
[2294241,"LAINOX ALI Group S.r.l","Lainox","NAEB102US","NAEB102US",null,"Combination","Full-size","Electric",null,null,null,null,null,83,null,null,null,20,null,20,null,null,null,1.88,193.8,0,null,65,365.9,17.2,null,null,null,"2015-10-26","2017-04-12","United States, Canada","ES_1138848_NAEB102US_04062017135119_812341"]
[2359350,"Rational","Rational AG","iCombiPro 10-full elec.","LM100EE",null,"Combination","Full-size","Electric",null,null,null,null,null,82,null,null,null,20,null,10,null,null,null,1.19,205.7,0.1,null,64,383.2,7.8,null,null,null,"2020-05-05","2020-04-30","United States, Canada","ES_1088380_LM11EE_05042020034300_80035990"]
[2359359,"Rational","Rational AG","iCombiPro 10-full gas","LM100EG",null,"Combination","Full-size","Gas",null,152000,null,5140,64,null,null,null,null,20,null,10,null,null,null,null,190.66,0.03,57,null,374.79,6.22,null,null,null,"2020-05-05","2020-04-30","United States, Canada","ES_1088380_LM100EG_05042020034300_80035990"]
[2359351,"Rational","Rational AG","iCombiPro 20-half elec.","LM100FE",null,"Combination","Half-size","Electric",null,null,null,null,null,76,null,null,null,20,20,null,null,null,null,2.2400000000000002,187.11,0,null,55,382.6,11.47,null,null,null,"2020-05-05","2020-04-30","United States, Canada","ES_1088380_LM100FE_05042020034300_80035990"]
[2359352,"Rational","Rational AG","iCombiPro 20-half gas","LM100FG",null,"Combination","Half-size","Gas",null,159500,null,6015,65,null,null,null,null,20,20,null,null,null,null,null,190.4,0,52,null,407.4,12,null,null,null,"2020-05-05","2020-04-30","United States, Canada","ES_1088380_LM100FG_05042020034300_80035990"]
[2359353,"Rational","Rational AG","iCombiPro 20-full gas","LM100GG",null,"Combination","Full-size","Gas",null,303500,null,7401,62,null,null,null,null,40,null,20,null,null,null,null,414.2,0.1,58,null,667.5,20.2,null,null,null,"2020-05-05","2020-04-30","United States, Canada","ES_1088380_LM100GG_05042020034300_80035990"]
[2385125,"Rational","Rational AG","iCombiClassic 6-half elec.","LM200BE",null,"Combination","Half-size","Electric",null,null,null,null,null,76,null,null,null,6,6,null,null,null,null,0.76,56.41,1,null,56,114.71,2.99,null,null,null,"2020-05-05","2021-10-01","United States, Canada","ES_1088380_LM200BE_10082021010514_80100784"]
[2385124,"Rational","Rational AG","iCombiClassic 6-half gas","LM200BG",null,"Combination","Half-size","Gas",null,49500,null,3581,60,null,null,null,null,6,6,null,null,null,null,null,54,0.14000000000000001,52,null,107.11,2.64,null,null,null,"2020-05-05","2021-10-01","United States, Canada","ES_1088380_LM200BG_10082021010514_80100784"]
[2385123,"Rational","Rational AG","iCombiClassic 6-full elec.","LM200CE",null,"Combination","Full-size","Electric",null,null,null,null,null,78,null,null,null,12,12,6,null,null,null,0.98,109.33,0.03,null,59,210.35,6.26,null,null,null,"2020-05-05","2021-10-01","United States, Canada","ES_1088380_LM200CE_10082021010514_80100784"]
[2385121,"Rational","Rational AG","iCombiClassic 6-full gas","LM200CG",null,"Combination","Full-size","Gas",null,106500,null,4910,63,null,null,null,null,12,12,6,null,null,null,null,109.9,7.0000000000000007E-2,48,null,239.2,7.7,null,null,null,"2020-05-05","2021-10-01","United States, Canada","ES_1088380_LM200CG_10082021010514_80100784"]
[2385122,"Rational","Rational AG","iCombiClassic 10-half elec.","LM200DE",null,"Combination","Half-size","Electric",null,null,null,null,null,76,null,null,null,10,10,null,null,null,null,0.87,95.35,0.03,null,61,199.81,3.46,null,null,null,"2020-05-05","2021-10-01","United States, Canada","ES_1088380_LM200DE_10082021010514_80100784"]
[2331756,"Retigo s.r.o.","Retigo s.r.o.","B 1011 i","B 1011 i",null,"Combination","Half-size","Electric",null,null,null,null,null,81,null,null,null,10,10,null,null,null,null,1.1299999999999999,96.6,0,null,68,179,0.2,null,null,null,"2018-06-29","2018-12-19","United States, Canada","ES_1142075_B 1011 i_12192018012506_70234567"]
[2387521,"UNOX S.p.A.","UNOX","XAVC-06FS-GP*M-**","XAVC-06FS-GPRM-1",null,"Combination","Half-size","Gas",null,null,null,2739,57,null,null,null,null,12,null,null,null,null,null,null,112.4,null,48,null,205.5,6.2,null,null,null,"2021-09-16","2021-09-16","United States","ES_UNOX S.p.A._XAVC-06FS-GPRM-1_110220211336601_1004989"]
[2387522,"UNOX S.p.A.","UNOX","XAVC-10FS-GP*M-**","XAVC-10FS-GP*M-**",null,"Combination","Half-size","Gas",null,null,null,3911,58,null,null,null,null,20,null,null,null,null,null,null,180,null,49,null,323,12,null,null,null,"2021-09-16","2021-09-16","United States","ES_UNOX S.p.A._XAVC-10FS-GP*M-**_110220211336349_8505947"]
[2387519,"UNOX S.p.A.","UNOX","XAVL-2021-GP*S-**","XAVL-2021-GP*S-**",null,"Combination","Half-size","Gas",null,null,null,3911,58,null,null,null,null,20,null,null,null,null,null,null,180,null,49,null,323,12,null,null,null,"2021-09-16","2021-09-16","United States","ES_UNOX S.p.A._XAVL-2021-GP*S-**_110220211336995_3361628"]
[2387520,"UNOX S.p.A.","UNOX","XAVL-2021-NP*S-**","XAVL-2021-NP*S-**",null,"Combination","Half-size","Gas",null,null,null,5803,61,null,null,null,null,40,null,null,null,null,null,null,332.7,null,45,null,603,33.700000000000003,null,null,null,"2021-09-16","2021-09-16","United States","ES_UNOX S.p.A._XAVL-2021-NP*S-**_110220211336587_1773970"]
[2345783,"UNOX S.p.A.","UNOX S.p.A.","XACC-0513-EP*M-**","XACC-0513-EP*M-**",null,"Combination","Half-size","Electric",null,null,null,null,null,77,null,null,null,5,null,null,null,null,null,1.18,51.97,null,null,67,59.9,1.1599999999999999,null,null,null,"2018-12-11","2019-09-03","United States","ES_1134474_XACC-0513-EP*-*_09032019191340_8020893"]
[2268435,"UNOX S.p.A.","UNOX S.p.A.","XAVC-0511-EPa-xx","XAVC-0511-EPa-xx",null,"Combination","Half-size","Electric",null,null,null,null,null,76,null,null,null,5,null,null,null,null,null,0.76,46.08,0,null,63,58.96,2.93,null,null,null,"2016-05-13","2016-06-01","United States","ES_1134474_XAVC-0511-EPa-xx_06012016201347_2027953"]
[2268436,"UNOX S.p.A.","UNOX S.p.A.","XAVC-0511-EPa-xx","XAVC-0511-EPa-xx",null,"Combination","Half-size","Electric",null,null,null,null,null,78,null,null,null,5,null,null,null,null,null,0.69,51.13,0,null,65,59.97,2.93,null,null,null,"2016-05-13","2016-06-01","United States","ES_1134474_XAVC-0511-EPa-xx_06012016200726_1646333"]
[2263533,"UNOX S.p.A.","UNOX S.p.A.","XAVC-06FS-EPa-xx","XAVC-06FS-EPa-xx",null,"Combination","Full-size","Electric",null,null,null,null,null,79,null,null,null,12,null,6,null,null,null,1.33,116.6,0.2,null,65,179.1,6.8,null,null,null,"2015-09-25","2016-03-31","United States, Canada","ES_1134474_XAVC-06FS-EPa-xx_03312016185606_0566585"]
[2252008,"UNOX S.p.A.","UNOX S.p.A.","XAVC-06FS-EPR","XAVC-06FS-EPR",null,"Combination","Full-size","Electric",null,null,null,null,null,79,null,null,null,12,null,6,null,null,null,1.33,116.6,0.2,null,65,179.1,6.8,null,null,null,"2015-09-25","2015-11-06","United States, Canada","ES_1134474_XAVC-06FS-EPR_11062015185237_5957457"]
[2268438,"UNOX S.p.A.","UNOX S.p.A.","XAVC-06FS-GPa-xx","XAVC-06FS-GPa-xx",null,"Combination","Full-size","Gas",null,81891,null,2330,57,null,null,null,null,12,null,null,null,null,null,null,52.38,0,48,null,76.760000000000005,4.3,null,null,null,"2016-05-13","2016-06-01","United States","ES_1134474_XAVC-06FS-GPa-xx_06012016202051_2451055"]
[2277280,"UNOX S.p.A.","UNOX S.p.A.","XAVC-1011-EPx","XAVC-1011-EPx",null,"Combination","Half-size","Electric",null,null,null,null,null,79,null,null,null,10,null,null,null,null,null,1.1100000000000001,87.39,0,null,63,108.16,2.92,null,null,null,"2016-08-26","2016-08-31","United States","ES_1134474_XAVC-1011-EPx_08312016174053_5253145"]
[2277281,"UNOX S.p.A.","UNOX S.p.A.","XAVC-1011-EPx","XAVC-1011-EPx",null,"Combination","Half-size","Electric",null,null,null,null,null,82,null,null,null,10,null,null,null,null,null,1.0900000000000001,94.05,0,null,68,97.14,0.27,null,null,null,"2016-08-26","2016-08-31","United States","ES_1134474_XAVC-1011-EPx_08312016173606_4966261"]
[2295147,"UNOX S.p.A.","UNOX S.p.A.","XAVC-1011-GP*-*","XAVC-1011-GP*-*",null,"Combination","Half-size","Gas",null,81891,null,2825,59,null,null,null,null,10,null,null,null,null,null,null,94.8,null,57,null,145,2.0699999999999998,null,null,null,"2017-04-28","2017-04-28","United States","ES_1134474_XAVC-1011-GP*-*_04292017191011_3011869"]
[2263534,"UNOX S.p.A.","UNOX S.p.A.","XAVC-10FS-EPa-xx","XAVC-10FS-EPa-xx",null,"Combination","Full-size","Electric",null,null,null,null,null,83,null,null,null,20,null,10,null,null,null,1.65,191.7,0,null,63,287.39999999999998,14.4,null,null,null,"2015-09-25","2016-03-31","United States, Canada","ES_1134474_XAVC-10FS-EPa-xx_03312016190324_1004272"]
[2252007,"UNOX S.p.A.","UNOX S.p.A.","XAVC-10FS-EPR","XAVC-10FS-EPR",null,"Combination","Full-size","Electric",null,null,null,null,null,83,null,null,null,20,null,10,null,null,null,1.65,191.7,0,null,63,287.39999999999998,14.4,null,null,null,"2015-09-25","2015-11-06","United States, Canada","ES_1134474_XAVC-10FS-EPR_11062015184347_5427687"]
[2263535,"UNOX S.p.A.","UNOX S.p.A.","XAVC-10FS-GPa-xx","XAVC-10FS-GPa-xx",null,"Combination","Full-size","Gas",null,119424,null,4051,63,null,null,null,null,20,null,10,null,null,null,null,188.6,0,49,null,260,12.7,null,null,null,"2015-09-25","2016-03-31","United States, Canada","ES_1134474_XAVC-10FS-GPa-xx_03312016190838_1318844"]
[2277279,"UNOX S.p.A.","UNOX S.p.A.","XAVC-16FS-GPx","XAVC-16FS-GPx",null,"Combination","Full-size","Gas",null,238850,null,9379,59,null,null,null,null,32,null,null,null,null,null,0.76,291.72000000000003,0,49,null,400.2,8.93,null,null,null,"2016-08-26","2016-08-31","United States","ES_1134474_XAVC-16FS-GPx_08312016165655_2615114"]
[2362226,"UNOX S.p.A.","UNOX S.p.A.","XAVL-2021-GP*S-**","XAVL-2021-GP*S-**",null,"Combination","Half-size","Gas",null,238850,null,6439,61,null,null,null,null,20,null,null,null,null,null,null,324.10000000000002,null,41,null,584.70000000000005,34.5,null,null,null,"2020-05-15","2020-06-29","United States","ES_1134474_XAVL-2021-GP*S-**_06292020145235_2355282"]
[2362227,"UNOX S.p.A.","UNOX S.p.A.","XAVL-2021-NP*S-**","XAVL-2021-NP*S-**",null,"Combination","Half-size","Gas",null,238850,null,5803,60,null,null,null,null,20,null,null,null,null,null,null,332.7,null,43,null,603,33.700000000000003,null,null,null,"2020-05-15","2020-06-29","United States","ES_1134474_XAVL-2021-NP*S-**_06292020150449_3089929"]
[2295145,"UNOX S.p.A.","UNOX S.p.A.","XEVC-0511-EP*-*","XEVC-0511-EP*-*",null,"Combination","Half-size","Electric",null,null,null,null,null,81,null,null,null,5,null,null,null,null,null,0.66,49.7,0,null,65,65.3,1.2,null,null,null,"2017-04-28","2017-04-28","United States","ES_1134474_XEVC-0511-EP*-*_04292017141828_5508048"]
[2345784,"UNOX S.p.A.","UNOX S.p.A.","XEVC-0711-EP*-*","XEVC-0711-EP*-*",null,"Combination","Half-size","Electric",null,null,null,null,null,77,null,null,null,7,null,null,null,null,null,1.56,65.42,null,null,67,116.5,1.56,null,null,null,"2018-12-11","2019-09-03","United States","ES_1134474_XEVC-0711-EP*-*_09032019192137_8497150"]
[2359753,"UNOX S.p.A.","UNOX S.p.A.","XEVC-0711-GP*-*","XEVC-0711-GP*-*",null,"Combination","Half-size","Gas",null,64828,null,4660,58,null,null,null,null,7,null,null,null,null,null,null,73.87,null,47,null,120.35,2.95,null,null,null,"2018-06-22","2020-05-15","United States","ES_1134474_XEVC-0711-GP*-*_05152020195011_2211147"]
[2295146,"UNOX S.p.A.","UNOX S.p.A.","XEVC-1011-EP*-*","XEVC-1011-EP*-*",null,"Combination","Half-size","Electric",null,null,null,null,null,78,null,null,null,10,null,null,null,null,null,1.1399999999999999,101.7,0,null,71,158.6,2.88,null,null,null,"2017-04-28","2017-04-28","United States","ES_1134474_XEVC-1011-EP*-*_04292017144807_7287288"]
[2362228,"UNOX S.p.A.","UNOX S.p.A.","XEVC-1011-GP*M-**","XEVC-1011-GP*M-**",null,"Combination","Half-size","Gas",null,75067,null,4968,61,null,null,null,null,10,null,null,null,null,null,null,89.4,null,51,null,145.5,4.2,null,null,null,"2020-05-15","2020-06-29","United States","ES_1134474_XEVC-1011-GP*M-**_06292020152124_4084862"]
[2359757,"UNOX S.p.A.","UNOX S.p.A.","XEVL-2011-DP*-*","XEVL-2011-DP*-*",null,"Combination","Half-size","Electric",null,null,null,null,null,77,null,null,null,20,null,null,null,null,null,3.17,215.55,null,null,56,399.84,21.3,null,null,null,"2019-12-02","2020-05-15","United States","ES_1134474_XEVL-2011-DP*-*_05152020202732_4452050"]
[2359758,"UNOX S.p.A.","UNOX S.p.A.","XEVL-2011-GP*-*","XEVL-2011-GP*-*",null,"Combination","Half-size","Gas",null,163783,null,6110,57,null,null,null,null,20,null,null,null,null,null,null,207.5,null,56,null,395.2,16.5,null,null,null,"2019-10-31","2020-05-15","United States","ES_1134474_XEVL-2011-GP*-*_05152020203529_4929270"]
[2359759,"UNOX S.p.A.","UNOX S.p.A.","XEVL-2011-YP*-*","XEVL-2011-YP*-*",null,"Combination","Half-size","Electric",null,null,null,null,null,77,null,null,null,20,null,null,null,null,null,3.06,197.2,null,null,56,378,16.7,null,null,null,"2019-12-20","2020-05-15","United States","ES_1134474_XEVL-2011-YP*-*_05152020204107_5267712"]
[2359760,"UNOX S.p.A.","UNOX S.p.A.","XEVL-2021-GP*-*","XEVL-2021-GP*-*",null,"Combination","Half-size","Gas",null,307093,null,9754,57,null,null,null,null,20,null,null,null,null,null,null,351.3,null,44,null,642.4,20.9,null,null,null,"2019-11-20","2020-05-15","United States","ES_1134474_XEVL-2021-GP*-*_05152020204746_5666649"]
[2393732,"Vulcan (A division of ITW Food Equipment Group)","Vulcan","TCM-102E","TCM-102E",null,"Combination","Full-size","Electric",null,null,null,null,null,83,null,null,null,20,null,null,null,null,null,1.89,197.6,0,null,65,321.3,8.1,null,null,null,"2022-02-01","2022-03-03","United States, Canada","ES_1017245_TCM-102E_031120221312881_4356334"]
[2404399,"Yindu Kitchen Equipment Co., LTD","Atosa, STARBRIDGE","EPA-0621E2","EPA-0621E2",null,"Combination","Full-size","Electric",null,null,null,null,null,78,null,null,null,12,null,null,null,null,null,2.21,104.76,null,null,59,130.71,null,null,null,null,"2022-07-29","2022-11-11","United States, Canada","ES_1117523_EPA-0621E2_10122022115057_2929956"]
[2404400,"Yindu Kitchen Equipment Co., LTD","Atosa, STARBRIDGE","EPA-0711E2","EPA-0711E2",null,"Combination","Half-size","Electric",null,null,null,null,null,79,null,null,null,7,null,null,null,null,null,1.29,79.37,null,null,57,77.209999999999994,null,null,null,null,"2022-06-28","2022-11-11","United States, Canada","ES_1117523_EPA-0711E2_06282022131656_1966821"]
[2404397,"Yindu Kitchen Equipment Co., LTD","Atosa, STARBRIDGE","EPA-1011E2","EPA-1011E2",null,"Combination","Half-size","Electric",null,null,null,null,null,79,null,null,null,10,null,null,null,null,null,1.94,90.51,null,null,60,148.77000000000001,null,null,null,null,"2022-06-28","2022-11-11","United States, Canada","ES_1117523_EPA-1011E2_07292022141732_7538263"]
[2404398,"Yindu Kitchen Equipment Co., LTD","Atosa, STARBRIDGE","EPA-1021E3","EPA-1021E3",null,"Combination","Full-size","Electric",null,null,null,null,null,80,null,null,null,20,null,null,null,null,null,2.08,171.59,null,null,73,201.48,null,null,null,null,"2022-06-28","2022-11-11","United States, Canada","ES_1117523_EPA-1021E3_10032022121325_8004571"]

{"sheet":"RefrigeratorsQOld","index":29,"n_rows":1032,"n_cols":26,"rows_kept":1032,"cut":false,"hidden":true,"merged":[]}
["pd_id","energy_star_partner","brand_name","model_name","model_number","additional_model_information","product_type","product_orientation_vertical_chest","product_description","defrost_type","number_of_glass_doors","number_of_solid_doors","number_of_doors","door_opening_orientation_hinged_sliding","total_volume_cu_ft","mixed_door_cabinet_glass_door_volume_cu_ft","mixed_door_cabinet_solid_door_volume_cu_ft","height_in","width_in","depth_in","energy_use_daily_energy_consumption_kwh_day","refrigerant_type","date_available_on_market","date_qualified","markets","energy_star_model_identifier"]
[2344809,"Beverage-Air Corp.","Beverage-Air","Horizon Series Top Mount Refrigerator","HR1HC***G********",null,"Vertical Transparent Door Refrigerator","Vertical","Reach-in","Automatic",2,0,2,"Hinged",22.28,22.28,0,78.5,26,30,2.15,"R-290","2019-04-01","2019-08-19","United States, Canada","ES_42829_HR1HC***G********_08022019113610_254785"]
[2344813,"Beverage-Air Corp.","Beverage-Air","Horizon Series Top Mount Refrigerator","HR1HC***S********",null,"Vertical Solid Door Refrigerator","Vertical","Reach-in","Automatic",0,2,2,"Hinged",21.17,0,21.17,78.5,26,30,1.68,"R-290","2019-04-01","2019-08-19","United States, Canada","ES_42829_HR1HC***S********_08022019113823_4356042"]
[2344846,"Beverage-Air Corp.","Beverage-Air","Horizon Series Top Mount Refrigerator","HR1WHC***G********",null,"Vertical Transparent Door Refrigerator","Vertical","Reach-in","Automatic",1,0,1,"Hinged",30.76,30.76,0,78.5,35,30,2.33,"R-290","2019-04-01","2019-08-19","United States, Canada","ES_42829_HR1WHC***G********_08022019115253_2766382"]
[2344817,"Beverage-Air Corp.","Beverage-Air","Horizon Series Top Mount Refrigerator","HR1WHC***S********",null,"Vertical Solid Door Refrigerator","Vertical","Reach-in","Automatic",0,1,1,"Hinged",30.76,0,30.76,78.5,35,30,2.02,"R-290","2019-04-01","2019-08-19","United States, Canada","ES_42829_HR1WHC***S********_08022019120039_3090478"]
[2344821,"Beverage-Air Corp.","Beverage-Air","Horizon Series Top Mount Refrigerator","HR2HC***G********",null,"Vertical Transparent Door Refrigerator","Vertical","Reach-in","Automatic",1,0,1,"Hinged",46.9,46.9,0,78.5,52,30,3.38,"R-290","2019-04-01","2019-08-19","United States, Canada","ES_42829_HR2HC***G********_08022019114227_1976587"]
[2344825,"Beverage-Air Corp.","Beverage-Air","Horizon Series Top Mount Refrigerator","HR2HC***S********",null,"Vertical Solid Door Refrigerator","Vertical","Reach-in","Automatic",1,0,1,"Hinged",46.9,0,46.9,78.5,52,30,2.5099999999999998,"R-290","2019-04-01","2019-08-19","United States, Canada","ES_42829_HR2HC***S********_08022019114402_4540826"]
[2344831,"Beverage-Air Corp.","Beverage-Air","Horizon Series Top Mount Refrigerator","HR3HC***G********",null,"Vertical Transparent Door Refrigerator","Vertical","Reach-in","Automatic",3,0,3,"Hinged",71.52,71.52,0,78.5,78,30,3.77,"R-290","2019-04-01","2019-08-19","United States, Canada","ES_42829_HR3HC***G********_08022019114543_2615777"]
[2344835,"Beverage-Air Corp.","Beverage-Air","Horizon Series Top Mount Refrigerator","HR3HC***S********",null,"Vertical Solid Door Refrigerator","Vertical","Reach-in","Automatic",0,3,3,"Hinged",71.52,0,71.52,78.5,78,30,2.6,"R-290","2019-04-01","2019-08-19","United States, Canada","ES_42829_HR3HC***S********_08022019114725_5149957"]
[2344810,"Beverage-Air Corp.","Beverage-Air","Horizon Series Top Mount Refrigerator","HRP1HC***G********",null,"Vertical Transparent Door Refrigerator","Vertical","Reach-in","Automatic",2,0,2,"Hinged",22.28,22.28,0,78.5,26,30,2.15,"R-290","2019-04-01","2019-08-19","United States, Canada","ES_42829_HRP1HC***G********_08022019113610_1501886"]
[2344814,"Beverage-Air Corp.","Beverage-Air","Horizon Series Top Mount Refrigerator","HRP1HC***S********",null,"Vertical Solid Door Refrigerator","Vertical","Reach-in","Automatic",0,2,2,"Hinged",21.17,0,21.17,78.5,26,30,1.68,"R-290","2019-04-01","2019-08-19","United States, Canada","ES_42829_HRP1HC***S********_08022019113823_1479303"]
[2344847,"Beverage-Air Corp.","Beverage-Air","Horizon Series Top Mount Refrigerator","HRP1WHC***G********",null,"Vertical Transparent Door Refrigerator","Vertical","Reach-in","Automatic",1,0,1,"Hinged",30.76,30.76,0,78.5,35,30,2.33,"R-290","2019-04-01","2019-08-19","United States, Canada","ES_42829_HRP1WHC***G********_08022019115253_8865015"]
[2344818,"Beverage-Air Corp.","Beverage-Air","Horizon Series Top Mount Refrigerator","HRP1WHC***S********",null,"Vertical Solid Door Refrigerator","Vertical","Reach-in","Automatic",0,1,1,"Hinged",30.76,0,30.76,78.5,35,30,2.02,"R-290","2019-04-01","2019-08-19","United States, Canada","ES_42829_HRP1WHC***S********_08022019120039_5123865"]
[2344822,"Beverage-Air Corp.","Beverage-Air","Horizon Series Top Mount Refrigerator","HRP2HC***G********",null,"Vertical Transparent Door Refrigerator","Vertical","Reach-in","Automatic",1,0,1,"Hinged",46.9,46.9,0,78.5,52,30,3.38,"R-290","2019-04-01","2019-08-19","United States, Canada","ES_42829_HRP2HC***G********_08022019114227_8639795"]
[2333423,"Allied Manufacturing, Inc. DBA Valpro Commercial Refrigeration","Valpro","Commercial refrigerator","VP1R-23HC",null,"Vertical Transparent Door Refrigerator","Vertical","Bottle Cooler","Automatic",1,0,1,"Hinged",18.899999999999999,18.899999999999999,0,79.489999999999995,26.77,31.89,1.8,"R-290","2019-01-04","2019-01-08","United States, Canada","ES_1142547_VP1R-23HC_01092019060016_3616213"]
[2333370,"Allied Manufacturing, Inc. DBA Valpro Commercial Refrigeration","Valpro","Commercial refrigerator","VP1R-HC",null,"Vertical Solid Door Refrigerator","Vertical","Bottle Cooler","Automatic",0,1,1,"Hinged",17.7,0,17.7,82.68,26.77,32.68,0.9,"R-290","2019-01-04","2019-01-08","United States, Canada","ES_1142547_VP1R-HC_01092019052010_1210183"]
[2333424,"Allied Manufacturing, Inc. DBA Valpro Commercial Refrigeration","Valpro","Commercial refrigerator","VP2R-48HC",null,"Vertical Transparent Door Refrigerator","Vertical","Bottle Cooler","Automatic",2,0,2,"Hinged",43.4,43.4,0,79.489999999999995,53.94,31.89,2.91,"R-290","2019-01-04","2019-01-08","United States, Canada","ES_1142547_VP2R-48HC_01092019061417_4457194"]
[2333371,"Allied Manufacturing, Inc. DBA Valpro Commercial Refrigeration","Valpro","Commercial refrigerator","VP2R-HC",null,"Vertical Solid Door Refrigerator","Vertical","Bottle Cooler","Automatic",0,2,2,"Hinged",41.6,0,41.6,82.68,53.94,32.68,1.36,"R-290","2019-01-04","2019-01-08","United States, Canada","ES_1142547_VP2R-HC_01092019053330_2010264"]
[2333425,"Allied Manufacturing, Inc. DBA Valpro Commercial Refrigeration","Valpro","Commercial refrigerator","VPUCR27",null,"Vertical Solid Door Refrigerator","Vertical","Bottle Cooler","Automatic",0,1,1,"Hinged",5.4,0,5.4,35.549999999999997,27.76,29.92,0.99,"R-600a","2019-01-04","2019-01-08","United States, Canada","ES_1142547_VPUCR27_01092019062315_4995591"]
[2333426,"Allied Manufacturing, Inc. DBA Valpro Commercial Refrigeration","Valpro","Commercial refrigerator","VPUCR48",null,"Vertical Solid Door Refrigerator","Vertical","Bottle Cooler","Automatic",0,2,2,"Hinged",10.1,0,10.1,35.549999999999997,48.19,29.92,1.0900000000000001,"R-600a","2019-01-04","2019-01-08","United States, Canada","ES_1142547_VPUCR48_01092019062737_5257026"]
[2333427,"Allied Manufacturing, Inc. DBA Valpro Commercial Refrigeration","Valpro","Commercial refrigerator","VPUCR60",null,"Vertical Solid Door Refrigerator","Vertical","Bottle Cooler","Automatic",0,2,2,"Hinged",13.2,0,13.2,35.549999999999997,61.22,29.92,1.19,"R-600a","2019-01-04","2019-01-08","United States, Canada","ES_1142547_VPUCR60_01092019063300_5580747"]
[2340478,"Allied Trading Inc.","Padela","PDB-1R-HC","PDB-1R-HC",null,"Vertical Solid Door Refrigerator","Vertical","Reach-in","Automatic",0,1,1,"Hinged",19.170000000000002,0,19.170000000000002,84.05,26.97,31.5,1.0900000000000001,"R-290","2019-05-01","2017-08-04","United States, Canada","ES_1142991_PDB-1R-HC_05092019095833_4398919"]
[2340398,"Allied Trading Inc.","Padela","PDB-2R-HC","PDB-2R-HC",null,"Vertical Solid Door Refrigerator","Vertical","Reach-in","Automatic",0,2,2,"Hinged",43.8,0,43.8,84.05,54.4,31.49,2.36,"R-290","2019-05-01","2017-08-09","United States, Canada","ES_1142991_PDB-2R-HC_05102019101944_6080743"]
[2340643,"Allied Trading Inc.","Padela","PDB-3R-HC","PDB-3R-HC",null,"Vertical Solid Door Refrigerator","Vertical","Reach-in","Automatic",0,3,3,"Hinged",68.28,0,68.28,84.06,81.849999999999994,31.5,3.16,"R-290","2019-05-01","2017-08-04","United States, Canada","ES_1142991_PDB-3R-HC_05092019102842_6024591"]
[2340475,"Allied Trading Inc.","Padela","PDGB-19-HC","PDGB-19-HC",null,"Vertical Transparent Door Refrigerator","Vertical","Reach-in","Automatic",1,0,1,"Hinged",19.38,19.38,0,81.180000000000007,26.96,31.49,1.72,"R-290","2019-05-01","2017-08-09","United States, Canada","ES_1142991_PDGB-19-HC_05092019103153_5839502"]
[2340473,"Allied Trading Inc.","Padela","PDGB-44-HC","PDGB-44-HC",null,"Vertical Transparent Door Refrigerator","Vertical","Reach-in","Automatic",2,0,2,"Hinged",43.8,43.8,0,81.180000000000007,54.41,31.5,3.6,"R-290","2019-05-01","2017-08-04","United States, Canada","ES_1142991_PDGB-44-HC_05092019103621_9808160"]
[2340400,"Allied Trading Inc.","Padela","PDT-1R-HC","PDT-1R-HC",null,"Vertical Solid Door Refrigerator","Vertical","Reach-in","Automatic",0,1,1,"Hinged",21.36,0,21.36,81.3,28.74,31.69,1.27,"R-290","2019-05-01","2017-08-04","United States, Canada","ES_1142991_PDT-1R-HC_05092019195518_3673822"]
[2340474,"Allied Trading Inc.","Padela","PDT-2DR-HC","PDT-2DR-HC",null,"Vertical Solid Door Refrigerator","Vertical","Reach-in","Automatic",0,2,2,"Hinged",21.24,0,21.24,81.3,28.74,31.69,1.69,"R-290","2019-05-01","2018-10-30","United States, Canada","ES_1142991_PDT-2DR-HC_05092019104555_4313470"]
[2340402,"Allied Trading Inc.","Padela","PDT-2R-HC","PDT-2R-HC",null,"Vertical Solid Door Refrigerator","Vertical","Reach-in","Automatic",0,2,2,"Hinged",42.18,0,42.18,81.290000000000006,51.73,31.69,2.06,"R-290","2019-05-01","2017-08-04","United States, Canada","ES_1142991_PDT-2R-HC_05312019133630_2189752"]
[2340476,"Allied Trading Inc.","Padela","PDT-3R-HC","PDT-3R-HC",null,"Vertical Solid Door Refrigerator","Vertical","Reach-in","Automatic",0,3,3,"Hinged",65.14,0,65.14,81.3,77.8,31.69,2.4,"R-290","2019-05-01","2017-08-04","United States, Canada","ES_1142991_PDT-3R-HC_05092019102443_3731500"]
[2339615,"Allied Trading Inc.","Padela","PDU-27R-HC","PDU-27R-HC",null,"Vertical Solid Door Refrigerator","Vertical","Under-counter Unit","Automatic",0,1,1,"Hinged",7.13,0,7.13,37.01,27.56,29.92,0.83,"R-290","2019-05-01","2017-06-02","United States, Canada","ES_1142991_PDU-27R-HC_05092019192208_4231378"]
[2339616,"Allied Trading Inc.","Padela","PDU-48R-HC","PDU-48R-HC",null,"Vertical Solid Door Refrigerator","Vertical","Under-counter Unit","Automatic",0,2,2,"Hinged",13.36,0,13.36,37.200000000000003,48.23,29.92,1.01,"R-290","2019-05-01","2017-06-02","United States, Canada","ES_1142991_PDU-48R-HC_05092019100918_3368341"]
[2339614,"Allied Trading Inc.","Padela","PDU-60R-HC","PDU-60R-HC",null,"Vertical Solid Door Refrigerator","Vertical","Under-counter Unit","Automatic",0,2,2,"Hinged",17.27,0,17.27,37.200000000000003,60.24,29.92,1.19,"R-290","2019-05-01","2017-06-02","United States, Canada","ES_1142991_PDU-60R-HC_05192019100231_4131585"]
[2339619,"Allied Trading Inc.","Padela","PDU-72R-HC","PDU-72R-HC",null,"Vertical Solid Door Refrigerator","Vertical","Under-counter Unit","Automatic",0,3,3,"Hinged",21.43,0,21.43,37.200000000000003,72.64,29.92,1.26,"R-290","2019-05-01","2017-06-02","United States, Canada","ES_1142991_PDU-72R-HC_05092019101501_3145715"]
[2335239,"Asbury Foodservice","Maxx Cold","MCR-23FDHC","MCR-23FDHC",null,"Vertical Solid Door Refrigerator","Vertical","Reach-in","Automatic",0,1,1,"Hinged",18.89,0,18.89,82.38,26.75,31,0.85,"R-290","2019-01-15","2019-03-25","United States, Canada","ES_1096444_MCR-23FDHC_03262019041717_3837277"]
[2295277,"Asbury Foodservice","Maxx Cold","MCR27U","MCR27U",null,"Vertical Solid Door Refrigerator","Vertical","Under-counter Unit","Manual",0,1,1,"Hinged",7.03,0,7.03,35.9,27.5,30,0.59,"R-134a","2016-08-01","2017-05-01","United States, Canada","ES_1096444_MCR27U_09282016050441_9081456"]
[2295278,"Asbury Foodservice","Maxx Cold","MCR36U","MCR36U",null,"Vertical Solid Door Refrigerator","Vertical","Under-counter Unit","Manual",0,2,2,"Hinged",9.5399999999999991,0,9.5399999999999991,35.9,36.4,30,0.77,"R-134a","2016-08-01","2017-05-01","United States, Canada","ES_1096444_MCR36U_09282016050934_9374454"]
[2295279,"Asbury Foodservice","Maxx Cold","MCR48U","MCR48U",null,"Vertical Solid Door Refrigerator","Vertical","Under-counter Unit","Manual",0,2,2,"Hinged",13.13,0,13.13,35.9,48.4,30,0.89,"R-134a","2016-08-01","2017-05-01","United States, Canada","ES_1096444_MCR48U_09282016051436_9676541"]
[2335235,"Asbury Foodservice","Maxx Cold","MCR-49FDHC","MCR-49FDHC",null,"Vertical Solid Door Refrigerator","Vertical","Reach-in","Automatic",0,2,2,"Hinged",42.69,0,42.69,82.38,54,31,2.59,"R-290","2019-01-15","2019-03-25","United States, Canada","ES_1096444_MCR-49FDHC_03262019041732_3852640"]
[2359765,"Asbury Foodservice","Maxx Cold","MCR-49FDHC-V1","MCR-49FDHC-V1",null,"Vertical Solid Door Refrigerator","Vertical","Reach-in","Automatic",0,2,2,"Hinged",42.7,0,42.7,82.38,54,31,2.0499999999999998,"R-290","2020-06-01","2020-05-14","United States","ES_1096444_MCR-49FDHC-V1_05152020053527_0927709"]
[2295280,"Asbury Foodservice","Maxx Cold","MCR60U","MCR60U",null,"Vertical Solid Door Refrigerator","Vertical","Under-counter Unit","Manual",0,2,2,"Hinged",16.739999999999998,0,16.739999999999998,35.9,60.4,30,1.1000000000000001,"R-134a","2016-08-01","2017-05-01","United States, Canada","ES_1096444_MCR60U_09282016051813_9893652"]
[2335243,"Asbury Foodservice","Maxx Cold","MCR-72FDHC","MCR-72FDHC",null,"Vertical Solid Door Refrigerator","Vertical","Reach-in","Automatic",0,3,3,"Hinged",66.52,0,66.52,82.38,81,31,2.94,"R-290","2019-01-15","2019-03-25","United States, Canada","ES_1096444_MCR-72FDHC_03262019041751_3871807"]
[2295281,"Asbury Foodservice","Maxx Cold","MCR72U","MCR72U",null,"Vertical Solid Door Refrigerator","Vertical","Under-counter Unit","Manual",0,3,3,"Hinged",20.2,0,20.2,35.9,72.400000000000006,30,1.44,"R-134a","2016-08-01","2017-05-01","United States, Canada","ES_1096444_MCR72U_09282016052200_0120357"]
[2335227,"Asbury Foodservice","Maxx Cold","MCRT-23FDHC","MCRT-23FDHC",null,"Vertical Solid Door Refrigerator","Vertical","Reach-in","Automatic",0,1,1,"Hinged",19.04,0,19.04,81.75,26.75,31,1.06,"R-290","2019-01-15","2019-03-25","United States, Canada","ES_1096444_MCRT-23FDHC_03262019041915_3955797"]
[2335247,"Asbury Foodservice","Maxx Cold","MCRT-49FDHC","MCRT-49FDHC",null,"Vertical Solid Door Refrigerator","Vertical","Reach-in","Automatic",0,2,2,"Hinged",42.85,0,42.85,81.75,54,31,1.66,"R-290","2019-01-15","2019-03-25","United States, Canada","ES_1096444_MCRT-49FDHC_03262019041932_3972315"]
[2359768,"Asbury Foodservice","Maxx Cold","MCRT-49FDHC-V1","MCRT-49FDHC-V1",null,"Vertical Solid Door Refrigerator","Vertical","Reach-in","Automatic",0,2,2,"Hinged",42.85,0,42.85,81.75,54,31,2.2000000000000002,"R-290","2020-06-01","2020-05-14","United States","ES_1096444_MCRT-49FDHC-V1_05152020053554_0954761"]
[2341441,"Asbury Foodservice","MAXXCOLD","Commercial refrigerator","MXCR-23FDHC",null,"Vertical Solid Door Refrigerator","Vertical","Bottle Cooler","Automatic",0,1,1,"Hinged",18.100000000000001,0,18.100000000000001,82.68,26.77,32.68,1.35,"R-290","2018-12-14","2018-12-24","United States, Canada","ES_1096444_MXCR-23FDHC_12282018090623_7983900"]
[2341435,"Asbury Foodservice","MAXXCOLD","Commercial refrigerator","MXCR-49FDHC",null,"Vertical Solid Door Refrigerator","Vertical","Bottle Cooler","Automatic",0,2,2,"Hinged",42.5,0,42.5,82.68,53.94,32.68,1.95,"R-290","2018-12-14","2018-12-24","United States, Canada","ES_1096444_MXCR-49FDHC_12282018092745_9265328"]
[2287086,"Asbury Foodservice","MAXXCOLD","Commercial refrigerator","MXCR60UA",null,"Vertical Solid Door Refrigerator","Vertical","Bottle Cooler","Automatic",0,2,2,"Hinged",13.2,0,13.2,35.549999999999997,61.22,29.92,1.19,"R-600a","2016-12-20","2016-12-25","United States, Canada","ES_1096444_MXCR60UA_12272016044628_3988205"]
[2341444,"Asbury Foodservice","MAXXCOLD","Commercial refrigerator","MXM1-23RBHC",null,"Vertical Transparent Door Refrigerator","Vertical","Bottle Cooler","Automatic",1,0,1,"Hinged",18.899999999999999,18.899999999999999,0,79.489999999999995,26.77,31.89,1.95,"R-290","2018-12-14","2018-12-24","United States, Canada","ES_1096444_MXM1-23RBHC_12282018094817_0497773"]
[2341445,"Asbury Foodservice","MAXXCOLD","Commercial refrigerator","MXM1-23RHC",null,"Vertical Transparent Door Refrigerator","Vertical","Bottle Cooler","Automatic",1,0,1,"Hinged",18.899999999999999,18.899999999999999,0,79.489999999999995,26.77,31.89,1.95,"R-290","2018-12-14","2018-12-24","United States, Canada","ES_1096444_MXM1-23RHC_12282018094757_0477121"]
[2341446,"Asbury Foodservice","MAXXCOLD","Commercial refrigerator","MXM2-48RBHC",null,"Vertical Transparent Door Refrigerator","Vertical","Bottle Cooler","Automatic",2,0,2,"Hinged",43.4,43.4,0,79.489999999999995,53.94,31.89,3.45,"R-290","2018-12-14","2018-12-24","United States, Canada","ES_1096444_MXM2-48RBHC_07222019055917_5157688"]
[2341447,"Asbury Foodservice","MAXXCOLD","Commercial refrigerator","MXM2-48RHC",null,"Vertical Transparent Door Refrigerator","Vertical","Bottle Cooler","Automatic",2,0,2,"Hinged",43.4,43.4,0,79.489999999999995,53.94,31.89,3.45,"R-290","2018-12-14","2018-12-24","United States, Canada","ES_1096444_MXM2-48RHC_07222019055906_5146498"]
[2344852,"Beverage-Air Corp.","Beverage-Air","Back Bar Cooler","BB58HC****G*******",null,"Vertical Transparent Door Refrigerator","Vertical","Back Bar Cooler","Automatic",2,0,2,"Hinged",21.86,21.86,0,37.25,59,27.25,1.99,"R-290","2017-03-31","2019-08-19","United States, Canada","ES_42829_BB58HC****G*******_07082019170659_4300653"]
[2344939,"Beverage-Air Corp.","Beverage-Air","Back Bar Cooler","BB68HC****G*******",null,"Vertical Transparent Door Refrigerator","Vertical","Back Bar Cooler","Automatic",2,0,2,"Hinged",25.93,25.93,0,38.75,69,27.25,2.0299999999999998,"R-290","2017-01-30","2019-08-20","United States, Canada","ES_42829_BB68HC****G*******_07082019171903_3644067"]
[2344937,"Beverage-Air Corp.","Beverage-Air","Back Bar Cooler","BB94HC***********",null,"Vertical Solid Door Refrigerator","Vertical","Back Bar Cooler","Automatic",0,3,3,"Hinged",32.869999999999997,0,32.869999999999997,38.75,95,27.25,1.92,"R-290","2017-03-31","2019-08-20","United States, Canada","ES_42829_BB94HC***********_07112019152517_9640466"]
[2344932,"Beverage-Air Corp.","Beverage-Air","Back Bar Cooler","BB94HC****G*******",null,"Vertical Transparent Door Refrigerator","Vertical","Back Bar Cooler","Automatic",3,0,3,"Hinged",37.82,37.82,0,38.75,95,27.25,2.58,"R-290","2017-03-15","2019-08-20","United States, Canada","ES_42829_BB94HC****G*******_07112019152807_2234613"]
[2366207,"Beverage-Air Corp.","Beverage-Air","Merchandiser","CT96HC**********",null,"Vertical Transparent Door Refrigerator","Vertical","Merchandiser","Automatic",1,0,1,"Hinged",5.96,5.96,0,37.25,21.38,25.5,0.96,"R-600a","2017-03-31","2020-09-24","United States, Canada","ES_42829_CT96HC**********_09212020161046_5588800"]
[2344711,"Beverage-Air Corp.","Beverage-Air","Direct Draw Beer Dispenser","DD58HC****G*******",null,"Vertical Transparent Door Refrigerator","Vertical","Beer Dispensing or Direct Draw Unit","Automatic",2,0,2,"Hinged",21.86,21.86,0,37.25,59,27.25,1.99,"R-290","2017-03-15","2019-08-16","United States, Canada","ES_42829_DD58HC****G*******_07082019171219_1014367"]
[2344940,"Beverage-Air Corp.","Beverage-Air","Direct Draw Beer Dispenser","DD68HC****G*******",null,"Vertical Transparent Door Refrigerator","Vertical","Beer Dispensing or Direct Draw Unit","Automatic",2,0,2,"Hinged",25.93,25.93,0,38.75,69,27.25,2.0299999999999998,"R-290","2017-01-30","2019-08-20","United States, Canada","ES_42829_DD68HC****G*******_08192019141911_2930108"]
[2344938,"Beverage-Air Corp.","Beverage-Air","Direct Draw Beer Dispenser","DD94HC***********",null,"Vertical Solid Door Refrigerator","Vertical","Beer Dispensing or Direct Draw Unit","Automatic",0,3,3,"Hinged",32.869999999999997,0,32.869999999999997,38.75,95,27.25,1.92,"R-290","2017-03-31","2019-08-20","United States, Canada","ES_42829_DD94HC***********_08192019143523_4140283"]
[2344936,"Beverage-Air Corp.","Beverage-Air","Direct Draw Beer Dispenser","DD94HC****G*******",null,"Vertical Transparent Door Refrigerator","Vertical","Beer Dispensing or Direct Draw Unit","Automatic",3,0,3,"Hinged",37.82,37.82,0,38.75,95,27.25,2.58,"R-290","2017-03-15","2019-08-20","United States, Canada","ES_42829_DD94HC****G*******_08192019161818_5628625"]
[2344927,"Beverage-Air Corp.","Beverage-Air","Horizon Series","HBR12****G*******",null,"Vertical Transparent Door Refrigerator","Vertical","Reach-in","Automatic",1,0,1,"Hinged",12.06,12.06,0,62,24,24,1.47,"R-290","2017-11-07","2019-08-20","United States, Canada","ES_42829_HBR12****G*******_08012019152250_480157"]
[2344874,"Beverage-Air Corp.","Beverage-Air","Horizon Series","HBR12HC****S*******",null,"Vertical Solid Door Refrigerator","Vertical","Reach-in","Automatic",0,1,1,"Hinged",12.06,0,12.06,62,24,24,0.82,"R-290","2017-11-07","2019-08-19","United States, Canada","ES_42829_HBR12HC****S*******_07112019153326_7049524"]
[2366215,"Beverage-Air Corp.","Beverage-Air","Horizon Series","HBR19HC-1**G*******",null,"Vertical Transparent Door Refrigerator","Vertical","Reach-in","Automatic",1,0,1,"Hinged",17.95,17.95,0,78,27.25,24,1.76,"R-290","2020-08-31","2020-09-24","United States, Canada","ES_42829_HBR19HC-1**G*******_09212020162812_2157862"]
[2366219,"Beverage-Air Corp.","Beverage-Air","Horizon Series","HBR19HC-1**S*******",null,"Vertical Solid Door Refrigerator","Vertical","Reach-in","Automatic",0,1,1,"Hinged",17.940000000000001,0,17.940000000000001,78,27.25,24,1.1599999999999999,"R-290","2020-08-31","2020-09-24","United States, Canada","ES_42829_HBR19HC-1**S*******_09212020162950_9613611"]
[2345116,"Beverage-Air Corp.","Beverage-Air","Horizon Series","HBR23HC****G*******",null,"Vertical Transparent Door Refrigerator","Vertical","Reach-in","Automatic",1,0,1,"Hinged",23.1,23.1,0,78,27.25,30,2.04,"R-290","2016-09-15","2019-08-21","United States, Canada","ES_42829_HBR23HC****G*******_08012019152750_1648218"]
[2344788,"Beverage-Air Corp.","Beverage-Air","Horizon Series","HBR23HC****S*******",null,"Vertical Solid Door Refrigerator","Vertical","Reach-in","Automatic",0,1,1,"Hinged",23.1,0,23.1,78,27.25,30,1.44,"R-290","2017-11-07","2019-08-19","United States, Canada","ES_42829_HBR23HC****S*******_07112019153519_229455"]
[2344789,"Beverage-Air Corp.","Beverage-Air","Horizon Series","HBR27HC****1*******",null,"Vertical Solid Door Refrigerator","Vertical","Reach-in","Automatic",0,1,1,"Hinged",25.88,0,25.88,78,30,32.5,1.41,"R-290","2017-11-07","2019-08-19","United States, Canada","ES_42829_HBR27HC****1*******_08012019161550_6818658"]
[2345124,"Beverage-Air Corp.","Beverage-Air","Horizon Series","HBR27HC****G*******",null,"Vertical Transparent Door Refrigerator","Vertical","Reach-in","Automatic",1,0,1,"Hinged",26.17,26.17,0,78,30,32.5,2.0499999999999998,"R-290","2017-11-07","2019-08-21","United States, Canada","ES_42829_HBR27HC****G*******_08012019153434_2432214"]
[2366222,"Beverage-Air Corp.","Beverage-Air","Horizon Series","HBR35HC-1**G*******",null,"Vertical Transparent Door Refrigerator","Vertical","Reach-in","Automatic",2,0,2,"Hinged",35.549999999999997,35.549999999999997,0,78,39.5,30,2.64,"R-290","2020-09-05","2020-09-24","United States, Canada","ES_42829_HBR35HC-1**G*******_09212020163127_7886927"]
[2366206,"Beverage-Air Corp.","Beverage-Air","Horizon Series","HBR35HC-1**S*******",null,"Vertical Solid Door Refrigerator","Vertical","Reach-in","Automatic",0,2,2,"Hinged",35.4,0,35.4,78,39.5,30,1.7,"R-290","2020-08-31","2020-09-24","United States, Canada","ES_42829_HBR35HC-1**S*******_09212020163347_9861414"]
[2344791,"Beverage-Air Corp.","Beverage-Air","Horizon Series","HBR44HC****1*******",null,"Vertical Solid Door Refrigerator","Vertical","Reach-in","Automatic",0,2,2,"Hinged",40.200000000000003,0,40.200000000000003,78,47,32.380000000000003,1.93,"R-290","2017-11-07","2019-08-19","United States, Canada","ES_42829_HBR44HC****1*******_08012019150420_19037"]
[2344792,"Beverage-Air Corp.","Beverage-Air","Horizon Series","HBR49HC****1*******",null,"Vertical Solid Door Refrigerator","Vertical","Reach-in","Automatic",0,2,2,"Hinged",46.15,0,46.15,78,52,32.380000000000003,2.11,"R-290","2017-11-07","2019-08-19","United States, Canada","ES_42829_HBR49HC****1*******_08012019150612_6003229"]
[2345210,"Beverage-Air Corp.","Beverage-Air","Horizon Series","HBR49HC****G*******",null,"Vertical Transparent Door Refrigerator","Vertical","Reach-in","Automatic",2,0,2,"Hinged",46.15,46.15,0,78,52,32.380000000000003,3.21,"R-290","2017-11-07","2019-08-21","United States, Canada","ES_42829_HBR49HC****G*******_08192019174614_5896722"]
[2344793,"Beverage-Air Corp.","Beverage-Air","Horizon Series","HBR72HC****1*******",null,"Vertical Solid Door Refrigerator","Vertical","Reach-in","Automatic",0,3,3,"Hinged",68.930000000000007,0,68.930000000000007,78,75,31.75,2.38,"R-290","2017-11-07","2019-08-19","United States, Canada","ES_42829_HBR72HC****1*******_08012019151745_113794"]
[2345200,"Beverage-Air Corp.","Beverage-Air","Horizon Series","HBR72HC****G*******",null,"Vertical Transparent Door Refrigerator","Vertical","Reach-in","Automatic",3,0,3,"Hinged",68.930000000000007,68.930000000000007,0,78,75,31.75,3.92,"R-290","2017-11-07","2019-08-21","United States, Canada","ES_42829_HBR72HC****G*******_08012019154352_6305200"]
[2326148,"Beverage-Air Corp.","Beverage-Air","MT49-1-SD[#]","MT49-1-SD[#]",null,"Vertical Transparent Door Refrigerator","Vertical","Reach-in","Manual",2,0,2,"Sliding",39.03,39.03,0,77.599999999999994,47,27.7,2.99,"R-290","2018-09-19","2018-09-18","United States, Canada","ES_42829_MT49-1-SD[#]_09202018141911_3151390"]
[2326150,"Beverage-Air Corp.","Beverage-Air","MT53-1[#]","MT53-1[#]",null,"Vertical Transparent Door Refrigerator","Vertical","Reach-in","Manual",2,0,2,"Hinged",41.66,41.66,0,79,54,29.5,3.29,"R-290","2018-09-19","2018-09-18","United States, Canada","ES_42829_MT53-1[#]_09202018142825_3705503"]
[2326127,"Beverage-Air Corp.","Beverage-Air","MT53-1-SD[#]","MT53-1-SD[#]",null,"Vertical Transparent Door Refrigerator","Vertical","Reach-in","Manual",1,0,1,"Sliding",41.66,41.66,0,79,54,29.5,3.31,"R-290","2018-09-19","2018-09-18","United States, Canada","ES_42829_MT53-1-SD[#]_09202018134424_1064869"]
[2356696,"Beverage-Air Corp.","Beverage-Air","Reach-In Refrigerator","PR2HC-1A*S******",null,"Vertical Solid Door Refrigerator","Vertical","Reach-in","Automatic",0,4,4,"Hinged",44.94,0,44.94,78.25,52.13,33.130000000000003,2.77,"R-290","2010-01-02","2019-09-05","United States, Canada","ES_42829_PR2HC-1A*S******_03172020113922_4816705"]
[2357036,"Beverage-Air Corp.","Beverage-Air","Reach-In Refrigerator","PR3HC-1A*S******",null,"Vertical Solid Door Refrigerator","Vertical","Reach-in","Automatic",0,6,6,"Hinged",67.73,0,67.73,78.25,77.75,33.130000000000003,3.3,"R-290","2020-01-01","2020-03-23","United States, Canada","ES_42829_PR3HC-1A*S******_03232020105158_4155390"]
[2356469,"Beverage-Air Corp.","Beverage-Air","Roll-In Refrigerator","PRI2HC-1AS******",null,"Vertical Solid Door Refrigerator","Vertical","Roll-in","Automatic",0,2,2,"Hinged",72.150000000000006,0,72.150000000000006,84.25,68.88,36.630000000000003,3.23,"R-290","2020-01-01","2019-09-05","United States, Canada","ES_42829_PRI2HC-1AS******_03172020114157_4388391"]
[2366214,"Beverage-Air Corp.","Beverage-Air","Vista Series","RB19HC-1**G*******",null,"Vertical Transparent Door Refrigerator","Vertical","Reach-in","Automatic",1,0,1,"Hinged",17.95,17.95,0,78,27.25,24,1.76,"R-290","2020-08-31","2020-09-24","United States, Canada","ES_42829_RB19HC-1**G*******_09212020162812_1191064"]
[2366218,"Beverage-Air Corp.","Beverage-Air","Vista Series","RB19HC-1**S*******",null,"Vertical Solid Door Refrigerator","Vertical","Reach-in","Automatic",0,1,1,"Hinged",17.940000000000001,0,17.940000000000001,78,27.25,24,1.1599999999999999,"R-290","2020-08-31","2020-09-24","United States, Canada","ES_42829_RB19HC-1**S*******_09212020162950_5710718"]
[2356692,"Beverage-Air Corp.","Beverage-Air","Vista Series","RB23HC-1*G*******",null,"Vertical Transparent Door Refrigerator","Vertical","Reach-in","Automatic",1,0,1,"Hinged",23.1,23.1,0,78,27.25,30,2.04,"R-290","2016-09-15","2019-08-21","United States, Canada","ES_42829_RB23HC-1*G*******_03172020113432_7441522"]
[2356693,"Beverage-Air Corp.","Beverage-Air","Vista Series","RB23HC****S*******",null,"Vertical Solid Door Refrigerator","Vertical","Reach-in","Automatic",0,1,1,"Hinged",23.1,0,23.1,78,27.25,30,1.44,"R-290","2017-11-07","2019-08-19","United States, Canada","ES_42829_RB23HC****S*******_03172020110726_8520471"]
[2345125,"Beverage-Air Corp.","Beverage-Air","Vista Series","RB27HC-1**G*******",null,"Vertical Transparent Door Refrigerator","Vertical","Reach-in","Automatic",1,0,1,"Hinged",26.17,26.17,0,78,30,32.5,2.0499999999999998,"R-290","2016-09-15","2019-08-21","United States, Canada","ES_42829_RB27HC-1**G*******_08012019153434_7092096"]
[2344790,"Beverage-Air Corp.","Beverage-Air","Vista Series","RB27HC-1**S*******",null,"Vertical Solid Door Refrigerator","Vertical","Reach-in","Automatic",0,1,1,"Hinged",25.88,0,25.88,78,30,32.5,1.41,"R-290","2017-11-07","2019-08-19","United States, Canada","ES_42829_RB27HC-1**S*******_08012019161550_9312098"]
[2366220,"Beverage-Air Corp.","Beverage-Air","Vista Series","RB35HC-1**G*******",null,"Vertical Transparent Door Refrigerator","Vertical","Reach-in","Automatic",2,0,2,"Hinged",35.549999999999997,35.549999999999997,0,78,39.5,30,2.64,"R-290","2020-09-05","2020-09-24","United States, Canada","ES_42829_RB35HC-1**G*******_09212020163126_9312250"]
[2366205,"Beverage-Air Corp.","Beverage-Air","Vista Series","RB35HC-1**S*******",null,"Vertical Solid Door Refrigerator","Vertical","Reach-in","Automatic",0,2,2,"Hinged",35.4,0,35.4,78,39.5,30,1.7,"R-290","2020-08-31","2020-09-24","United States, Canada","ES_42829_RB35HC-1**S*******_09212020163347_4800073"]
[2356691,"Beverage-Air Corp.","Beverage-Air","Vista Series","RB44HC-1**S*******",null,"Vertical Solid Door Refrigerator","Vertical","Reach-in","Automatic",0,2,2,"Hinged",40.200000000000003,0,40.200000000000003,78,47,32.380000000000003,1.93,"R-290","2017-11-07","2019-08-19","United States, Canada","ES_42829_RB44HC-1**S*******_03172020110027_7111322"]
[2345211,"Beverage-Air Corp.","Beverage-Air","Vista Series","RB49HC-1**G*******",null,"Vertical Transparent Door Refrigerator","Vertical","Reach-in","Automatic",2,0,2,"Hinged",46.15,46.15,0,78,52,32.380000000000003,3.21,"R-290","2016-09-15","2019-08-21","United States, Canada","ES_42829_RB49HC-1**G*******_08192019174615_79920"]
[2344794,"Beverage-Air Corp.","Beverage-Air","Vista Series","RB49HC-1**S*******",null,"Vertical Solid Door Refrigerator","Vertical","Reach-in","Automatic",0,2,2,"Hinged",46.15,0,46.15,78,52,32.380000000000003,2.11,"R-290","2017-11-07","2019-08-19","United States, Canada","ES_42829_RB49HC-1**S*******_08012019150612_3155786"]
[2345201,"Beverage-Air Corp.","Beverage-Air","Vista Series","RB72HC-1**G*******",null,"Vertical Transparent Door Refrigerator","Vertical","Reach-in","Automatic",3,0,3,"Hinged",68.930000000000007,68.930000000000007,0,78,75,31.75,3.92,"R-290","2017-11-07","2019-08-21","United States, Canada","ES_42829_RB72HC-1**G*******_08012019154352_371210"]
[2344795,"Beverage-Air Corp.","Beverage-Air","Vista Series","RB72HC-1**S*******",null,"Vertical Solid Door Refrigerator","Vertical","Reach-in","Automatic",0,3,3,"Hinged",68.930000000000007,0,68.930000000000007,78,75,31.75,2.38,"R-290","2017-11-07","2019-08-19","United States, Canada","ES_42829_RB72HC-1**S*******_08012019151745_5455439"]
[2344801,"Beverage-Air Corp.","Beverage-Air","Horizon Series","RI18HC***G********",null,"Vertical Transparent Door Refrigerator","Vertical","Reach-in","Automatic",2,0,2,"Hinged",16.850000000000001,16.850000000000001,0,69,27.25,29,1.77,"R-290","2017-03-15","2019-08-19","United States, Canada","ES_42829_RI18HC***G********_08012019154829_9200555"]
[2344802,"Beverage-Air Corp.","Beverage-Air","School Milk Cooler","SM34HC*********",null,"Horizontal Solid Door Refrigerator","Chest","Milk Cooler","Automatic",0,2,2,"Hinged",12.73,0,12.73,39.5,34,30,0.87,"R-290","2019-04-01","2019-08-19","United States, Canada","ES_42829_SM34HC*********_08012019155150_5731775"]
[2344804,"Beverage-Air Corp.","Beverage-Air","School Milk Cooler","SM49HC*********",null,"Horizontal Solid Door Refrigerator","Chest","Milk Cooler","Automatic",0,2,2,"Hinged",20.32,0,20.32,39.5,49,30,0.98,"R-290","2019-04-01","2019-08-19","United States, Canada","ES_42829_SM49HC*********_08012019155419_2937890"]
[2344805,"Beverage-Air Corp.","Beverage-Air","School Milk Cooler","SM58HC*********",null,"Horizontal Solid Door Refrigerator","Chest","Milk Cooler","Automatic",0,2,2,"Hinged",22.63,0,22.63,39.5,58,30,1.08,"R-290","2019-04-01","2019-08-19","United States, Canada","ES_42829_SM58HC*********_08012019155619_1204950"]
[2366225,"Beverage-Air Corp.","Beverage-Air","Undercounter Refrigerator","UCR*41AHC*********",null,"Vertical Solid Door Refrigerator","Vertical","Under-counter Unit","Automatic",0,1,1,"Hinged",7.94,0,7.94,34.5,41,30,0.79,"R-290","2020-08-31","2020-09-24","United States, Canada","ES_42829_UCR*41AHC*********_09212020164629_1551172"]
[2366208,"Beverage-Air Corp.","Beverage-Air","Undercounter Refrigerator","UCR*46AHC*********",null,"Vertical Solid Door Refrigerator","Vertical","Under-counter Unit","Automatic",0,1,1,"Hinged",10.8,0,10.8,34.5,46,30,0.81,"R-290","2020-08-31","2020-09-24","United States, Canada","ES_42829_UCR*46AHC*********_09212020164812_225183"]
[2366230,"Beverage-Air Corp.","Beverage-Air","Undercounter Refrigerator","UCR*48AHC*********",null,"Vertical Solid Door Refrigerator","Vertical","Under-counter Unit","Automatic",0,2,2,"Hinged",11.82,0,11.82,34.5,48,27.13,0.91,"R-290","2020-08-31","2020-09-24","United States, Canada","ES_42829_UCR*48AHC*********_09212020164926_568658"]
[2366234,"Beverage-Air Corp.","Beverage-Air","Undercounter Refrigerator","UCR*48AHC-25*********",null,"Vertical Transparent Door Refrigerator","Vertical","Under-counter Unit","Automatic",2,0,2,"Hinged",12.19,12.19,0,34.5,48,27.13,1.39,"R-290","2020-08-31","2020-09-24","United States, Canada","ES_42829_UCR*48AHC-25*********_09212020165044_840112"]
[2366236,"Beverage-Air Corp.","Beverage-Air","Undercounter Refrigerator","UCR*60AHC*********",null,"Vertical Solid Door Refrigerator","Vertical","Under-counter Unit","Automatic",0,2,2,"Hinged",14.75,0,14.75,34.5,60,27.13,0.93,"R-290","2020-08-31","2020-09-24","United States, Canada","ES_42829_UCR*60AHC*********_09212020165200_1086236"]
[2366240,"Beverage-Air Corp.","Beverage-Air","Undercounter Refrigerator","UCR*60AHC-25*********",null,"Vertical Transparent Door Refrigerator","Vertical","Under-counter Unit","Automatic",2,0,2,"Hinged",14.75,14.75,0,34.5,60,27.13,1.7,"R-290","2020-08-31","2020-09-24","United States, Canada","ES_42829_UCR*60AHC-25*********_09212020165326_5781213"]
[2365351,"Beverage-Air Corp.","Beverage-Air","Undercounter Refrigerator","UCR67AHC********",null,"Vertical Solid Door Refrigerator","Vertical","Reach-in","Automatic",0,2,2,"Hinged",18.97,0,18.97,34.5,67,30,1.1599999999999999,"R-290","2017-11-07","2019-08-21","United States, Canada","ES_42829_UCR67AHC********_08272020135302_5569574"]
[2345081,"Beverage-Air Corp.","Beverage-Air","Worktop Refrigerator","WTR20HC*********",null,"Vertical Solid Door Refrigerator","Vertical","Worktop unit","Automatic",0,1,1,"Hinged",2.25,0,2.25,31.13,20,19.5,0.67,"R-290","2018-06-25","2019-08-21","United States, Canada","ES_42829_WTR20HC*********_08202019104553_369378"]
[2345079,"Beverage-Air Corp.","Beverage-Air","Worktop Refrigerator","WTR24AHC*********",null,"Vertical Solid Door Refrigerator","Vertical","Worktop unit","Automatic",0,1,1,"Hinged",5.16,0,5.16,34.5,24,27.25,0.97,"R-290","2018-06-25","2019-08-21","United States, Canada","ES_42829_WTR24AHC*********_08202019104839_6017572"]
[2345077,"Beverage-Air Corp.","Beverage-Air","Worktop Refrigerator","WTR24HC*********",null,"Vertical Solid Door Refrigerator","Vertical","Worktop unit","Automatic",0,1,1,"Hinged",4.4800000000000004,0,4.4800000000000004,34.5,24,25.25,1.02,"R-290","2018-06-25","2019-08-21","United States, Canada","ES_42829_WTR24HC*********_08202019111729_9888269"]
[2345075,"Beverage-Air Corp.","Beverage-Air","Worktop Refrigerator","WTR27AHC*********",null,"Vertical Solid Door Refrigerator","Vertical","Worktop unit","Automatic",0,1,1,"Hinged",6.13,0,6.13,34.5,27,27.25,1.08,"R-290","2018-06-25","2019-08-21","United States, Canada","ES_42829_WTR27AHC*********_08202019111952_6087152"]
[2345073,"Beverage-Air Corp.","Beverage-Air","Worktop Refrigerator","WTR27HC*********",null,"Vertical Solid Door Refrigerator","Vertical","Worktop unit","Automatic",0,1,1,"Hinged",5.25,0,5.25,34.5,27,25.25,0.98,"R-290","2018-06-25","2019-08-21","United States, Canada","ES_42829_WTR27HC*********_08202019112216_9270746"]
[2345071,"Beverage-Air Corp.","Beverage-Air","Worktop Refrigerator","WTR32AHC*********",null,"Vertical Solid Door Refrigerator","Vertical","Worktop unit","Automatic",0,1,1,"Hinged",7.22,0,7.22,34.5,32,27.25,0.79,"R-290","2019-03-01","2019-08-21","United States, Canada","ES_42829_WTR32AHC*********_08202019112512_3214990"]
[2345067,"Beverage-Air Corp.","Beverage-Air","Worktop Refrigerator","WTR32AHC-25*********",null,"Vertical Transparent Door Refrigerator","Vertical","Worktop unit","Automatic",1,0,1,"Hinged",7.22,7.22,0,34.5,32,27.25,1.06,"R-290","2019-03-01","2019-08-21","United States, Canada","ES_42829_WTR32AHC-25*********_08202019112750_6833307"]
[2345831,"Beverage-Air Corp.","Beverage-Air","Undercounter Refrigerator","WTR34HC*********",null,"Vertical Solid Door Refrigerator","Vertical","Under-counter Unit","Automatic",0,2,2,"Hinged",5.96,0,5.96,25.13,34,19.88,1.01,"R-290","2019-06-25","2019-09-04","United States, Canada","ES_42829_WTR34HC*********_08232019115609_1205103"]
[2366185,"Beverage-Air Corp.","Beverage-Air","Worktop Refrigerator","WTR36AHC*********",null,"Vertical Solid Door Refrigerator","Vertical","Under-counter Unit","Automatic",0,2,2,"Hinged",8.24,0,8.24,34.5,36,27.25,0.75,"R-290","2020-08-31","2020-09-24","United States, Canada","ES_42829_WTR36AHC*********_09212020164514_4119226"]
[2366226,"Beverage-Air Corp.","Beverage-Air","Worktop Refrigerator","WTR*41AHC*********",null,"Vertical Solid Door Refrigerator","Vertical","Under-counter Unit","Automatic",0,1,1,"Hinged",7.94,0,7.94,34.5,41,30,0.79,"R-290","2020-08-31","2020-09-24","United States, Canada","ES_42829_WTR*41AHC*********_09212020164629_7323572"]
[2366209,"Beverage-Air Corp.","Beverage-Air","Worktop Refrigerator","WTR*46AHC*********",null,"Vertical Solid Door Refrigerator","Vertical","Under-counter Unit","Automatic",0,1,1,"Hinged",10.8,0,10.8,34.5,46,30,0.81,"R-290","2020-08-31","2020-09-24","United States, Canada","ES_42829_WTR*46AHC*********_09212020164812_5374414"]
[2366231,"Beverage-Air Corp.","Beverage-Air","Worktop Refrigerator","WTR*48AHC*********",null,"Vertical Solid Door Refrigerator","Vertical","Under-counter Unit","Automatic",0,2,2,"Hinged",11.82,0,11.82,34.5,48,27.13,0.91,"R-290","2020-08-31","2020-09-24","United States, Canada","ES_42829_WTR*48AHC*********_09212020164927_2422297"]
[2366235,"Beverage-Air Corp.","Beverage-Air","Worktop Refrigerator","WTR*48AHC-25*********",null,"Vertical Transparent Door Refrigerator","Vertical","Under-counter Unit","Automatic",2,0,2,"Hinged",12.19,12.19,0,34.5,48,27.13,1.39,"R-290","2020-08-31","2020-09-24","United States, Canada","ES_42829_WTR*48AHC-25*********_09212020165044_9297602"]
[2366237,"Beverage-Air Corp.","Beverage-Air","Worktop Refrigerator","WTR*60AHC*********",null,"Vertical Solid Door Refrigerator","Vertical","Under-counter Unit","Automatic",0,2,2,"Hinged",14.75,0,14.75,34.5,60,27.13,0.93,"R-290","2020-08-31","2020-09-24","United States, Canada","ES_42829_WTR*60AHC*********_09212020165200_5478479"]
[2366241,"Beverage-Air Corp.","Beverage-Air","Worktop Refrigerator","WTR*60AHC-25*********",null,"Vertical Transparent Door Refrigerator","Vertical","Under-counter Unit","Automatic",2,0,2,"Hinged",14.75,14.75,0,34.5,60,27.13,1.7,"R-290","2020-08-31","2020-09-24","United States, Canada","ES_42829_WTR*60AHC-25*********_09212020165326_7400476"]
[2345204,"Beverage-Air Corp.","Beverage-Air","Worktop Refrigerator","WTR*67AHC*********",null,"Vertical Solid Door Refrigerator","Vertical","Reach-in","Automatic",0,2,2,"Hinged",18.97,0,18.97,34.5,67,30,1.1599999999999999,"R-290","2017-11-07","2019-08-21","United States, Canada","ES_42829_WTR67*AHC*********_08022019143306_8091089"]
[2345925,"Beverage-Air Corp.","Victory","Elite Reach-In Refrigerator","VERSA-1D-GD-HC",null,"Vertical Transparent Door Refrigerator","Vertical","Reach-in","Automatic",2,0,2,"Hinged",22.28,22.28,0,78.5,26,30,2.15,"R-290","2019-04-01","2019-08-19","United States, Canada","ES_42829_VERSA1HC-1G*_08292019171622_882837"]
[2345883,"Beverage-Air Corp.","Victory","Elite Reach-In Refrigerator","VERSA-1D-HD-HC",null,"Vertical Solid Door Refrigerator","Vertical","Reach-in","Automatic",0,2,2,"Hinged",21.17,0,21.17,78.5,26,30,1.68,"R-290","2019-04-01","2019-08-19","United States, Canada","ES_42829_VERSA1HC-1HS*_08272019213120_8251154"]
[2345926,"Beverage-Air Corp.","Victory","Elite Reach-In Refrigerator","VERSA-1D-HG-HC",null,"Vertical Transparent Door Refrigerator","Vertical","Reach-in","Automatic",2,0,2,"Hinged",22.28,22.28,0,78.5,26,30,2.15,"R-290","2019-04-01","2019-08-19","United States, Canada","ES_42829_VERSA1HC-1HG*_08292019171623_4831643"]
[2345882,"Beverage-Air Corp.","Victory","Elite Reach-In Refrigerator","VERSA-1D-SD-HC",null,"Vertical Solid Door Refrigerator","Vertical","Reach-in","Automatic",0,2,2,"Hinged",21.17,0,21.17,78.5,26,30,1.68,"R-290","2019-04-01","2019-08-19","United States, Canada","ES_42829_VERSA1HC-1S*_08272019213120_7196466"]
[2345884,"Beverage-Air Corp.","Victory","Elite Reach-In Refrigerator","VERSA-2D-GD-HC",null,"Vertical Transparent Door Refrigerator","Vertical","Reach-in","Automatic",1,0,1,"Hinged",46.9,46.9,0,78.5,52,30,3.38,"R-290","2019-04-01","2019-08-19","United States, Canada","ES_42829_VERSA2HC-1G*_08272019213234_9338495"]
[2345895,"Beverage-Air Corp.","Victory","Elite Reach-In Refrigerator","VERSA-2D-HD-HC",null,"Vertical Solid Door Refrigerator","Vertical","Reach-in","Automatic",1,0,1,"Hinged",46.9,0,46.9,78.5,52,30,2.5099999999999998,"R-290","2019-04-01","2019-08-19","United States, Canada","ES_42829_VERSA2HC-1HS*_08272019213356_881464"]
[2345885,"Beverage-Air Corp.","Victory","Elite Reach-In Refrigerator","VERSA-2D-HG-HC",null,"Vertical Transparent Door Refrigerator","Vertical","Reach-in","Automatic",1,0,1,"Hinged",46.9,46.9,0,78.5,52,30,3.38,"R-290","2019-04-01","2019-08-19","United States, Canada","ES_42829_VERSA2HC-1HG*_08272019213234_7766687"]
[2345894,"Beverage-Air Corp.","Victory","Elite Reach-In Refrigerator","VERSA-2D-SD-HC",null,"Vertical Solid Door Refrigerator","Vertical","Reach-in","Automatic",1,0,1,"Hinged",46.9,0,46.9,78.5,52,30,2.5099999999999998,"R-290","2019-04-01","2019-08-19","United States, Canada","ES_42829_VERSA2HC-1S*_08272019213356_5109063"]
[2345886,"Beverage-Air Corp.","Victory","Elite Reach-In Refrigerator","VERSA-3D-GD-HC",null,"Vertical Transparent Door Refrigerator","Vertical","Reach-in","Automatic",3,0,3,"Hinged",71.52,71.52,0,78.5,78,30,3.77,"R-290","2019-04-01","2019-08-19","United States, Canada","ES_42829_VERSA3HC-1G*_08272019213507_2080804"]
[2345923,"Beverage-Air Corp.","Victory","Elite Reach-In Refrigerator","VERSA-3D-HD-HC",null,"Vertical Solid Door Refrigerator","Vertical","Reach-in","Automatic",0,3,3,"Hinged",71.52,0,71.52,78.5,78,30,2.6,"R-290","2019-04-01","2019-08-19","United States, Canada","ES_42829_VERSA3HC-1HS*_08272019213609_9431421"]
[2345887,"Beverage-Air Corp.","Victory","Elite Reach-In Refrigerator","VERSA-3D-HG-HC",null,"Vertical Transparent Door Refrigerator","Vertical","Reach-in","Automatic",3,0,3,"Hinged",71.52,71.52,0,78.5,78,30,3.77,"R-290","2019-04-01","2019-08-19","United States, Canada","ES_42829_VERSA3HC-1HG*_08272019213507_3164789"]
[2345922,"Beverage-Air Corp.","Victory","Elite Reach-In Refrigerator","VERSA-3D-SD-HC",null,"Vertical Solid Door Refrigerator","Vertical","Reach-in","Automatic",0,3,3,"Hinged",71.52,0,71.52,78.5,78,30,2.6,"R-290","2019-04-01","2019-08-19","United States, Canada","ES_42829_VERSA3HC-1S*_08272019213609_840112"]
[2345846,"Beverage-Air Corp.","Victory","Undercounter Refrigerator","VUR27HC*********",null,"Vertical Solid Door Refrigerator","Vertical","Under-counter Unit","Automatic",0,1,1,"Hinged",6.13,0,6.13,34.5,27,27.25,1.08,"R-290","2018-06-25","2019-08-21","United States, Canada","ES_42829_VUR27HC*********_08272019212309_2026636"]
[2345918,"Beverage-Air Corp.","Victory","Roll-In Refrigerator","RIS-2D-S1-HC",null,"Vertical Solid Door Refrigerator","Vertical","Roll-in","Automatic",0,2,2,"Hinged",72.150000000000006,0,72.150000000000006,84.25,68.88,36.630000000000003,3.23,"R-290","2019-08-15","2019-09-05","United States, Canada","ES_42829_RIS-2D-S1-HC_09052019083102_2488824"]
[2345919,"Beverage-Air Corp.","Victory","Roll-In Refrigerator","RIS**2D*S1*HC",null,"Vertical Solid Door Refrigerator","Vertical","Roll-in","Automatic",0,2,2,"Hinged",72.150000000000006,0,72.150000000000006,84.25,68.88,36.630000000000003,3.23,"R-290","2019-08-15","2019-09-05","United States, Canada","ES_42829_RIS-2D-S1-HC_09052019083102_9874525"]
[2357031,"Beverage-Air Corp.","Victory","Reach-In Refrigerator","RS**1N*S1****HC",null,"Vertical Solid Door Refrigerator","Vertical","Reach-in","Automatic",0,1,1,"Hinged",20.100000000000001,0,20.100000000000001,78.25,31.25,28.5,1.53,"R-290","2020-01-01","2020-03-23","United States, Canada","ES_42829_RS**1N*S1****HC_03232020104234_4536712"]
[2357030,"Beverage-Air Corp.","Victory","Reach-In Refrigerator","RS-1N-S1-HD-HC",null,"Vertical Solid Door Refrigerator","Vertical","Reach-in","Automatic",0,1,1,"Hinged",20.100000000000001,0,20.100000000000001,78.25,31.25,28.5,1.53,"R-290","2020-01-01","2020-03-23","United States, Canada","ES_42829_RS-1N-S1-HD-HC_03232020104234_2738305"]
[2345920,"Beverage-Air Corp.","Victory","Reach-In Refrigerator","RS-2D-S1-EW-HC",null,"Vertical Solid Door Refrigerator","Vertical","Reach-in","Automatic",0,2,2,"Hinged",48.6,0,48.6,78.25,58.38,33.130000000000003,2.38,"R-290","2019-08-15","2019-09-05","United States, Canada","ES_42829_RS-2D-S1-EW-HC_09052019090119_2724862"]
[2345921,"Beverage-Air Corp.","Victory","Reach-In Refrigerator","RS**2D*S1*EW****HC",null,"Vertical Solid Door Refrigerator","Vertical","Reach-in","Automatic",0,2,2,"Hinged",48.6,0,48.6,78.25,58.38,33.130000000000003,2.38,"R-290","2019-08-15","2019-09-05","United States, Canada","ES_42829_RS**2D*S1*EW****HC_09052019090119_2724862"]
[2345928,"Beverage-Air Corp.","Victory","Reach-In Refrigerator","RS**2D*S1****HC",null,"Vertical Solid Door Refrigerator","Vertical","Reach-in","Automatic",0,4,4,"Hinged",44.94,0,44.94,78.25,52.13,33.130000000000003,2.77,"R-290","2019-08-15","2019-09-05","United States, Canada","ES_42829_RS**2D*S1****HD-HC_09052019103018_4748788"]
[2345927,"Beverage-Air Corp.","Victory","Reach-In Refrigerator","RS-2D-S1-HD-HC",null,"Vertical Solid Door Refrigerator","Vertical","Reach-in","Automatic",0,4,4,"Hinged",44.94,0,44.94,78.25,52.13,33.130000000000003,2.77,"R-290","2019-08-15","2019-09-05","United States, Canada","ES_42829_RS-2D-S1-HD-HC_09052019103018_4748788"]
[2357032,"Beverage-Air Corp.","Victory","Reach-In Refrigerator","RS-2N-S1-HC",null,"Vertical Solid Door Refrigerator","Vertical","Reach-in","Automatic",0,2,2,"Hinged",41.73,0,41.73,78.25,58.38,28.5,2.5499999999999998,"R-290","2020-01-01","2020-03-23","United States, Canada","ES_42829_RS-2N-S1-HC_03232020104655_9288293"]
[2357033,"Beverage-Air Corp.","Victory","Reach-In Refrigerator","RS**2N*S1****HC",null,"Vertical Solid Door Refrigerator","Vertical","Reach-in","Automatic",0,2,2,"Hinged",41.73,0,41.73,78.25,58.38,28.5,2.5499999999999998,"R-290","2020-01-01","2020-03-23","United States, Canada","ES_42829_RS**2N*S1****HC_03232020104655_2536489"]
[2357038,"Beverage-Air Corp.","Victory","Reach-In Refrigerator","RS**3D*S1**G**HC",null,"Vertical Transparent Door Refrigerator","Vertical","Reach-in","Automatic",0,6,6,"Hinged",67.73,67.73,0,78.25,77.75,33.130000000000003,5.89,"R-290","2020-01-01","2020-03-23","United States, Canada","ES_42829_RS**3D*S1**G**HC_03232020110844_6405718"]
[2357035,"Beverage-Air Corp.","Victory","Reach In Refrigerator","RS**3D*S1****HC******",null,"Vertical Solid Door Refrigerator","Vertical","Reach-in","Automatic",0,6,6,"Hinged",67.73,0,67.73,78.25,77.75,33.130000000000003,3.3,"R-290","2020-01-01","2020-03-23","United States, Canada","ES_42829_RS**3D*S1****HC******_03232020105051_1456380"]
[2357034,"Beverage-Air Corp.","Victory","Reach-In Refrigerator","RS-3D-S1-HD-HC",null,"Vertical Solid Door Refrigerator","Vertical","Reach-in","Automatic",0,6,6,"Hinged",67.73,0,67.73,78.25,77.75,33.130000000000003,3.3,"R-290","2020-01-01","2020-03-23","United States, Canada","ES_42829_RS-3D-S1-HD-HC_03232020105051_2756463"]
[2357037,"Beverage-Air Corp.","Victory","Reach-In Refrigerator","RS-3D-S1-HG-HC",null,"Vertical Transparent Door Refrigerator","Vertical","Reach-in","Automatic",0,6,6,"Hinged",67.73,67.73,0,78.25,77.75,33.130000000000003,5.89,"R-290","2020-01-01","2020-03-23","United States, Canada","ES_42829_RS-3D-S1-HG-HC_03232020110844_2041589"]
[2345080,"Beverage-Air Corp.","Beverage-Air","Undercounter Refrigerator","UCR20HC*********",null,"Vertical Solid Door Refrigerator","Vertical","Under-counter Unit","Automatic",0,1,1,"Hinged",2.25,0,2.25,31.13,20,19.5,0.67,"R-290","2018-06-25","2019-08-21","United States, Canada","ES_42829_UCR20HC*********_08022019140931_3819543"]
[2345078,"Beverage-Air Corp.","Beverage-Air","Undercounter Refrigerator","UCR24AHC*********",null,"Vertical Solid Door Refrigerator","Vertical","Under-counter Unit","Automatic",0,1,1,"Hinged",5.16,0,5.16,34.5,24,27.25,0.97,"R-290","2018-06-25","2019-08-21","United States, Canada","ES_42829_UCR24AHC*********_08022019141303_5536462"]
[2345076,"Beverage-Air Corp.","Beverage-Air","Undercounter Refrigerator","UCR24HC*********",null,"Vertical Solid Door Refrigerator","Vertical","Under-counter Unit","Automatic",0,1,1,"Hinged",4.4800000000000004,0,4.4800000000000004,34.5,24,25.25,1.02,"R-290","2018-06-25","2019-08-21","United States, Canada","ES_42829_UCR24HC*********_08022019141601_6296808"]
[2345074,"Beverage-Air Corp.","Beverage-Air","Undercounter Refrigerator","UCR27AHC*********",null,"Vertical Solid Door Refrigerator","Vertical","Under-counter Unit","Automatic",0,1,1,"Hinged",6.13,0,6.13,34.5,27,27.25,1.08,"R-290","2018-06-25","2019-08-21","United States, Canada","ES_42829_UCR27AHC*********_08022019141838_4381830"]
[2345072,"Beverage-Air Corp.","Beverage-Air","Undercounter Refrigerator","UCR27HC*********",null,"Vertical Solid Door Refrigerator","Vertical","Under-counter Unit","Automatic",0,1,1,"Hinged",5.25,0,5.25,34.5,27,25.25,0.98,"R-290","2018-06-25","2019-08-21","United States, Canada","ES_42829_UCR27HC*********_08022019142145_4100152"]
[2345070,"Beverage-Air Corp.","Beverage-Air","Undercounter Refrigerator","UCR32AHC*********",null,"Vertical Solid Door Refrigerator","Vertical","Under-counter Unit","Automatic",0,1,1,"Hinged",7.22,0,7.22,34.5,32,27.25,0.79,"R-290","2019-03-01","2019-08-21","United States, Canada","ES_42829_UCR32AHC*********_08022019142624_2967493"]
[2345066,"Beverage-Air Corp.","Beverage-Air","Undercounter Refrigerator","UCR32AHC-25*********",null,"Vertical Transparent Door Refrigerator","Vertical","Under-counter Unit","Automatic",1,0,1,"Hinged",7.22,7.22,0,34.5,32,27.25,1.06,"R-290","2019-03-01","2019-08-21","United States, Canada","ES_42829_UCR32AHC-25*********_08022019143007_8162958"]
[2345830,"Beverage-Air Corp.","Beverage-Air","Undercounter Refrigerator","UCR34HC*********",null,"Vertical Solid Door Refrigerator","Vertical","Under-counter Unit","Automatic",0,2,2,"Hinged",5.96,0,5.96,25.13,34,19.88,1.01,"R-290","2019-06-25","2019-09-04","United States, Canada","ES_42829_UCR34HC*********_08232019115609_3236963"]
[2366184,"Beverage-Air Corp.","Beverage-Air","Undercounter Refrigerator","UCR36AHC*********",null,"Vertical Solid Door Refrigerator","Vertical","Under-counter Unit","Automatic",0,2,2,"Hinged",8.24,0,8.24,34.5,36,27.25,0.75,"R-290","2020-08-31","2020-09-24","United States, Canada","ES_42829_UCR36AHC*********_09212020164514_9057886"]
[2344826,"Beverage-Air Corp.","Beverage-Air","Horizon Series Top Mount Refrigerator","HRP2HC***S********",null,"Vertical Solid Door Refrigerator","Vertical","Reach-in","Automatic",1,0,1,"Hinged",46.9,0,46.9,78.5,52,30,2.5099999999999998,"R-290","2019-04-01","2019-08-19","United States, Canada","ES_42829_HRP2HC***S********_08022019114402_9690058"]
[2344832,"Beverage-Air Corp.","Beverage-Air","Horizon Series Top Mount Refrigerator","HRP3HC***G********",null,"Vertical Transparent Door Refrigerator","Vertical","Reach-in","Automatic",3,0,3,"Hinged",71.52,71.52,0,78.5,78,30,3.77,"R-290","2019-04-01","2019-08-19","United States, Canada","ES_42829_HRP3HC***G********_08022019114543_8358881"]
[2344836,"Beverage-Air Corp.","Beverage-Air","Horizon Series Top Mount Refrigerator","HRP3HC***S********",null,"Vertical Solid Door Refrigerator","Vertical","Reach-in","Automatic",0,3,3,"Hinged",71.52,0,71.52,78.5,78,30,2.6,"R-290","2019-04-02","2019-08-19","United States, Canada","ES_42829_HRP3HC***S********_08022019114725_4958307"]
[2344811,"Beverage-Air Corp.","Beverage-Air","Horizon Series Top Mount Refrigerator","HRPS1HC***G********",null,"Vertical Transparent Door Refrigerator","Vertical","Reach-in","Automatic",2,0,2,"Hinged",22.28,22.28,0,78.5,26,30,2.15,"R-290","2019-04-01","2019-08-19","United States, Canada","ES_42829_HRPS1HC***G********_08022019113610_6742959"]
[2344815,"Beverage-Air Corp.","Beverage-Air","Horizon Series Top Mount Refrigerator","HRPS1HC***S********",null,"Vertical Solid Door Refrigerator","Vertical","Reach-in","Automatic",0,2,2,"Hinged",21.17,0,21.17,78.5,26,30,1.68,"R-290","2019-04-01","2019-08-19","United States, Canada","ES_42829_HRPS1HC***S********_08022019113823_9434762"]
[2344848,"Beverage-Air Corp.","Beverage-Air","Horizon Series Top Mount Refrigerator","HRPS1WHC***G********",null,"Vertical Transparent Door Refrigerator","Vertical","Reach-in","Automatic",1,0,1,"Hinged",30.76,30.76,0,78.5,35,30,2.33,"R-290","2019-04-01","2019-08-19","United States, Canada","ES_42829_HRPS1WHC***G********_08022019115254_9652047"]
[2344819,"Beverage-Air Corp.","Beverage-Air","Horizon Series Top Mount Refrigerator","HRPS1WHC***S********",null,"Vertical Solid Door Refrigerator","Vertical","Reach-in","Automatic",0,1,1,"Hinged",30.76,0,30.76,78.5,35,30,2.02,"R-290","2019-04-01","2019-08-19","United States, Canada","ES_42829_HRPS1WHC***S********_08022019120039_7546029"]
[2344823,"Beverage-Air Corp.","Beverage-Air","Horizon Series Top Mount Refrigerator","HRPS2HC***G********",null,"Vertical Transparent Door Refrigerator","Vertical","Reach-in","Automatic",1,0,1,"Hinged",46.9,46.9,0,78.5,52,30,3.38,"R-290","2019-04-01","2019-08-19","United States, Canada","ES_42829_HRPS2HC***G********_08022019114227_4102578"]
[2344829,"Beverage-Air Corp.","Beverage-Air","Horizon Series Top Mount Refrigerator","HRPS2HC***S********",null,"Vertical Solid Door Refrigerator","Vertical","Reach-in","Automatic",1,0,1,"Hinged",46.9,0,46.9,78.5,52,30,2.5099999999999998,"R-290","2019-04-01","2019-08-19","United States, Canada","ES_42829_HRPS2HC***S********_08022019114402_2275338"]
[2344833,"Beverage-Air Corp.","Beverage-Air","Horizon Series Top Mount Refrigerator","HRPS3HC***G********",null,"Vertical Transparent Door Refrigerator","Vertical","Reach-in","Automatic",3,0,3,"Hinged",71.52,71.52,0,78.5,78,30,3.77,"R-290","2019-04-01","2019-08-19","United States, Canada","ES_42829_HRPS3HC***G********_08022019114543_9133248"]
[2344837,"Beverage-Air Corp.","Beverage-Air","Horizon Series Top Mount Refrigerator","HRPS3HC***S********",null,"Vertical Solid Door Refrigerator","Vertical","Reach-in","Automatic",0,3,3,"Hinged",71.52,0,71.52,78.5,78,30,2.6,"R-290","2019-04-01","2019-08-19","United States, Canada","ES_42829_HRPS3HC***S********_08022019114726_6368508"]
[2345924,"Beverage-Air Corp.","Beverage-Air","Horizon Series Top Mount Refrigerator","HRS1HC***G********",null,"Vertical Transparent Door Refrigerator","Vertical","Reach-in","Automatic",2,0,2,"Hinged",22.28,22.28,0,78.5,26,30,2.15,"R-290","2019-04-01","2019-08-19","United States, Canada","ES_42829_HRS1HC***G********_08292019171622_7364770"]
[2344816,"Beverage-Air Corp.","Beverage-Air","Horizon Series Top Mount Refrigerator","HRS1HC***S********",null,"Vertical Solid Door Refrigerator","Vertical","Reach-in","Automatic",0,2,2,"Hinged",21.17,0,21.17,78.5,26,30,1.68,"R-290","2019-04-01","2019-08-19","United States, Canada","ES_42829_HRS1HC***S********_08022019113823_6281205"]
[2344849,"Beverage-Air Corp.","Beverage-Air","Horizon Series Top Mount Refrigerator","HRS1WHC***G********",null,"Vertical Transparent Door Refrigerator","Vertical","Reach-in","Automatic",1,0,1,"Hinged",30.76,30.76,0,78.5,35,30,2.33,"R-290","2019-04-01","2019-08-19","United States, Canada","ES_42829_HRS1WHC***G********_08022019115254_5147629"]
[2344820,"Beverage-Air Corp.","Beverage-Air","Horizon Series Top Mount Refrigerator","HRS1WHC***S********",null,"Vertical Solid Door Refrigerator","Vertical","Reach-in","Automatic",0,1,1,"Hinged",30.76,0,30.76,78.5,35,30,2.02,"R-290","2019-04-01","2019-08-19","United States, Canada","ES_42829_HRS1WHC***S********_08022019120039_1795274"]
[2344824,"Beverage-Air Corp.","Beverage-Air","Horizon Series Top Mount Refrigerator","HRS2HC***G********",null,"Vertical Transparent Door Refrigerator","Vertical","Reach-in","Automatic",1,0,1,"Hinged",46.9,46.9,0,78.5,52,30,3.38,"R-290","2019-04-01","2019-08-19","United States, Canada","ES_42829_HRS2HC***G********_08022019114227_3797227"]
[2344830,"Beverage-Air Corp.","Beverage-Air","Horizon Series Top Mount Refrigerator","HRS2HC***S********",null,"Vertical Solid Door Refrigerator","Vertical","Reach-in","Automatic",1,0,1,"Hinged",46.9,0,46.9,78.5,52,30,2.5099999999999998,"R-290","2019-04-01","2019-08-19","United States, Canada","ES_42829_HRS2HC***S********_08022019114402_7770920"]
[2344834,"Beverage-Air Corp.","Beverage-Air","Horizon Series Top Mount Refrigerator","HRS3HC***G********",null,"Vertical Transparent Door Refrigerator","Vertical","Reach-in","Automatic",3,0,3,"Hinged",71.52,71.52,0,78.5,78,30,3.77,"R-290","2019-04-01","2019-08-19","United States, Canada","ES_42829_HRS3HC***G********_08022019114543_1291276"]
[2344838,"Beverage-Air Corp.","Beverage-Air","Horizon Series Top Mount Refrigerator","HRS3HC***S********",null,"Vertical Solid Door Refrigerator","Vertical","Reach-in","Automatic",0,3,3,"Hinged",71.52,0,71.52,78.5,78,30,2.6,"R-290","2019-04-01","2019-08-19","United States, Canada","ES_42829_HRS3HC***S********_08022019114726_5929337"]
[2344796,"Beverage-Air Corp.","Beverage-Air","Lumavue Glass Door Merchandiser","LV10HC**",null,"Vertical Transparent Door Refrigerator","Vertical","Merchandiser","Automatic",1,0,1,"Hinged",9.6,9.6,0,54,24,24,1.31,"R-290","2016-09-15","2019-08-19","United States, Canada","ES_42829_LV10HC**_08012019152044_7391626"]
[2344928,"Beverage-Air Corp.","Beverage-Air","Lumavue Glass Door Merchandiser","LV12HC**********",null,"Vertical Transparent Door Refrigerator","Vertical","Merchandiser","Automatic",1,0,1,"Hinged",12.06,12.06,0,62,24,24,1.47,"R-290","2017-11-07","2019-08-20","United States, Canada","ES_42829_LV12HC**********_08192019164049_4863550"]
[2344797,"Beverage-Air Corp.","Beverage-Air","Lumavue Glass Door Merchandiser","LV17HC**********",null,"Vertical Transparent Door Refrigerator","Vertical","Merchandiser","Automatic",2,0,2,"Sliding",18.489999999999998,18.489999999999998,0,66,36,24,1.84,"R-290","2017-03-20","2019-08-19","United States, Canada","ES_42829_LV17HC**********_08012019152615_3222467"]
[2366217,"Beverage-Air Corp.","Beverage-Air","Lumavue Glass Door Merchandiser","LV19HC**********",null,"Vertical Transparent Door Refrigerator","Vertical","Reach-in","Automatic",1,0,1,"Hinged",17.95,17.95,0,78,27.25,24,1.76,"R-290","2020-08-31","2020-09-24","United States, Canada","ES_42829_LV19HC**********_09212020162812_3605576"]
[2345113,"Beverage-Air Corp.","Beverage-Air","Lumavue Glass Door Merchandiser","LV23HC*",null,"Vertical Transparent Door Refrigerator","Vertical","Merchandiser","Automatic",1,0,1,"Hinged",23.1,23.1,0,78,27.25,30,2.04,"R-290","2016-09-15","2019-08-21","United States, Canada","ES_42829_LV23HC*_08192019173511_902978"]
[2345133,"Beverage-Air Corp.","Beverage-Air","Lumavue Glass Door Merchandiser","LV27HC**********",null,"Vertical Transparent Door Refrigerator","Vertical","Merchandiser","Automatic",1,0,1,"Hinged",26.17,26.17,0,78,30,32.5,2.0499999999999998,"R-290","2017-11-07","2019-08-21","United States, Canada","ES_42829_LV27HC**********_08012019153558_2323572"]
[2366224,"Beverage-Air Corp.","Beverage-Air","Lumavue Glass Door Merchandiser","LV35HC**********",null,"Vertical Transparent Door Refrigerator","Vertical","Reach-in","Automatic",2,0,2,"Hinged",35.549999999999997,35.549999999999997,0,78,39.5,30,2.64,"R-290","2020-09-05","2020-09-24","United States, Canada","ES_42829_LV35HC**********_09212020163127_1501084"]
[2344807,"Beverage-Air Corp.","Beverage-Air","Lumavue Glass Door Merchandiser","LV45HC**********",null,"Vertical Transparent Door Refrigerator","Vertical","Merchandiser","Automatic",2,0,2,"Sliding",41.36,41.36,0,78,52,32.380000000000003,3.38,"R-290","2018-06-20","2019-08-19","United States, Canada","ES_42829_LV45HC**********_08022019112853_3132898"]
[2345212,"Beverage-Air Corp.","Beverage-Air","Lumavue Glass Door Merchandiser","LV49HC**********",null,"Vertical Transparent Door Refrigerator","Vertical","Merchandiser","Automatic",2,0,2,"Hinged",46.15,46.15,0,78,52,32.380000000000003,3.21,"R-290","2017-11-07","2019-08-21","United States, Canada","ES_42829_LV49HC**********_08192019175428_8131219"]
[2344798,"Beverage-Air Corp.","Beverage-Air","Lumavue Glass Door Merchandiser","LV66HC**********",null,"Vertical Transparent Door Refrigerator","Vertical","Merchandiser","Automatic",3,0,3,"Sliding",64.400000000000006,64.400000000000006,0,78,75,31.75,4.42,"R-290","2019-02-15","2019-08-19","United States, Canada","ES_42829_LV66HC**********_08012019154200_3050042"]
[2345202,"Beverage-Air Corp.","Beverage-Air","Lumavue Glass Door Merchandiser","LV72HC**********",null,"Vertical Transparent Door Refrigerator","Vertical","Merchandiser","Automatic",3,0,3,"Hinged",68.930000000000007,68.930000000000007,0,78,75,31.75,3.92,"R-290","2017-11-07","2019-08-21","United States, Canada","ES_42829_LV72HC**********_08012019154534_5729028"]
[2366216,"Beverage-Air Corp.","Beverage-Air","MarketMax Refrigerator","MMR19HC**********",null,"Vertical Transparent Door Refrigerator","Vertical","Reach-in","Automatic",1,0,1,"Hinged",17.95,17.95,0,78,27.25,24,1.76,"R-290","2020-08-31","2020-09-24","United States, Canada","ES_42829_MMR19HC**********_09212020162812_6700540"]
[2346411,"Beverage-Air Corp.","Beverage-Air","MarketMax Refrigerator","MMR23HC**********",null,"Vertical Transparent Door Refrigerator","Vertical","Merchandiser","Automatic",1,0,1,"Hinged",23.1,23.1,0,78,27.25,30,2.04,"R-290","2016-09-15","2019-08-21","United States, Canada","ES_42829_MMR23HC**********_09102019162227_585443"]
[2345137,"Beverage-Air Corp.","Beverage-Air","MarketMax Refrigerator","MMR27HC**********",null,"Vertical Transparent Door Refrigerator","Vertical","Merchandiser","Automatic",1,0,1,"Hinged",26.17,26.17,0,78,30,32.5,2.0499999999999998,"R-290","2016-09-15","2019-08-21","United States, Canada","ES_42829_MMR27HC**********_08012019153558_7635920"]
[2366223,"Beverage-Air Corp.","Beverage-Air","MarketMax Refrigerator","MMR35HC**********",null,"Vertical Transparent Door Refrigerator","Vertical","Reach-in","Automatic",2,0,2,"Hinged",35.549999999999997,35.549999999999997,0,78,39.5,30,2.64,"R-290","2020-09-05","2020-09-24","United States, Canada","ES_42829_MMR35HC**********_09212020163127_3809762"]
[2344808,"Beverage-Air Corp.","Beverage-Air","Market Max Refrigerator","MMR45HC**********",null,"Vertical Transparent Door Refrigerator","Vertical","Merchandiser","Automatic",2,0,2,"Sliding",41.36,41.36,0,78,52,32.380000000000003,3.38,"R-290","2018-06-20","2019-08-19","United States, Canada","ES_42829_MMR45HC**********_08022019112853_2347376"]
[2345213,"Beverage-Air Corp.","Beverage-Air","MarketMax Refrigerator","MMR49HC**********",null,"Vertical Transparent Door Refrigerator","Vertical","Merchandiser","Automatic",2,0,2,"Hinged",46.15,46.15,0,78,52,32.380000000000003,3.21,"R-290","2016-09-15","2019-08-21","United States, Canada","ES_42829_MMR49HC**********_08192019175428_4689905"]
[2344799,"Beverage-Air Corp.","Beverage-Air","MarketMax Refrigerator","MMR66HC*********",null,"Vertical Transparent Door Refrigerator","Vertical","Merchandiser","Automatic",3,0,3,"Sliding",64.400000000000006,64.400000000000006,0,78,75,31.75,4.42,"R-290","2016-09-15","2019-08-19","United States, Canada","ES_42829_MMR66HC*********_08012019154200_173304"]
[2345203,"Beverage-Air Corp.","Beverage-Air","MarketMax Refrigerator","MMR72HC**********",null,"Vertical Transparent Door Refrigerator","Vertical","Merchandiser","Automatic",3,0,3,"Hinged",68.930000000000007,68.930000000000007,0,78,75,31.75,3.92,"R-290","2017-11-07","2019-08-21","United States, Canada","ES_42829_MMR72HC**********_08012019154535_1187860"]
[2326094,"Beverage-Air Corp.","Beverage-Air","MT08-1[#]","MT08-1[#]",null,"Vertical Transparent Door Refrigerator","Vertical","Reach-in","Automatic",1,0,1,"Hinged",7.69,7.69,0,69.3,18.899999999999999,18.100000000000001,1.1499999999999999,"R-600a","2018-09-14","2018-09-18","United States, Canada","ES_42829_MT08-1[#]_09182018221203_8723994"]
[2326122,"Beverage-Air Corp.","Beverage-Air","MT10-1[#]","MT10-1[#]",null,"Vertical Transparent Door Refrigerator","Vertical","Reach-in","Manual",1,0,1,"Hinged",9.43,9.43,0,56,25,23,1.24,"R-290","2018-09-19","2018-09-18","United States, Canada","ES_42829_MT10-1[#]_09192018201947_8387454"]
[2326123,"Beverage-Air Corp.","Beverage-Air","MT12-1[#]","MT12-1[#]",null,"Vertical Transparent Door Refrigerator","Vertical","Reach-in","Manual",1,0,1,"Hinged",11.5,11.5,0,64,25,23,1.46,"R-290","2018-09-19","2018-09-18","United States, Canada","ES_42829_MT12-1[#]_09192018210634_1194532"]
[2326125,"Beverage-Air Corp.","Beverage-Air","MT23-1[#]","MT23-1[#]",null,"Vertical Transparent Door Refrigerator","Vertical","Reach-in","Manual",1,0,1,"Hinged",19.2,19.2,0,81.7,29.5,23.6,1.82,"R-290","2018-09-19","2018-09-18","United States, Canada","ES_42829_MT23-1[#]_09192018212635_2395617"]
[2326146,"Beverage-Air Corp.","Beverage-Air","MT49-1[#]","MT49-1[#]",null,"Vertical Transparent Door Refrigerator","Vertical","Reach-in","Manual",2,0,2,"Hinged",37.42,37.42,0,77.599999999999994,47,27.7,3.12,"R-290","2018-09-19","2018-09-18","United States, Canada","ES_42829_MT49-1[#]_09202018140849_2529360"]
[2347297,"Continental Refrigerator","Continental","3REN","3REN",null,"Vertical Solid Door Refrigerator","Vertical","Reach-in","Automatic",0,3,3,"Hinged",76.12,0,76.12,65.25,85,32,3.04,"R-290","2019-10-01","2019-09-27","United States, Canada","ES_3317_3REN_09262019125058_1527673"]
[2347299,"Continental Refrigerator","Continental","3RENHD","3RENHD",null,"Vertical Solid Door Refrigerator","Vertical","Reach-in","Automatic",0,6,6,"Hinged",75.7,0,75.7,65.25,78,32,3.13,"R-290","2019-10-01","2019-09-27","United States, Canada","ES_3317_3RENHD_09262019125848_7716485"]
[2347296,"Continental Refrigerator","Continental","3RN","3RN",null,"Vertical Solid Door Refrigerator","Vertical","Reach-in","Automatic",0,3,3,"Hinged",68.400000000000006,0,68.400000000000006,65.25,78,32,2.98,"R-290","2019-10-01","2019-09-27","United States, Canada","ES_3317_3RN_09262019120346_6250879"]
[2348567,"Continental Refrigerator","Continental","3RNHD","3RNHD",null,"Vertical Solid Door Refrigerator","Vertical","Reach-in","Automatic",0,6,6,"Hinged",67.599999999999994,0,67.599999999999994,65.25,78,32,3.1,"R-290","2019-10-01","2019-10-16","United States, Canada","ES_3317_3RNHD_09262019125530_5305139"]
[2334064,"Continental Refrigerator","Continental","D1REN","D1REN",null,"Vertical Solid Door Refrigerator","Vertical","Reach-in","Manual",0,1,1,"Hinged",21.8,0,21.8,59.22,22.38,27.38,1.54,"R-290","2019-02-01","2019-02-28","United States, Canada","ES_3317_D1REN_02272019100650_3231317"]
[2334066,"Continental Refrigerator","Continental","D1RENHD","D1RENHD",null,"Vertical Solid Door Refrigerator","Vertical","Reach-in","Manual",0,2,2,"Hinged",21.51,0,21.51,59.22,22.38,27.38,1.66,"R-290","2019-02-01","2019-02-28","United States, Canada","ES_3317_D1RENHD_02272019100930_3768274"]
[2334079,"Continental Refrigerator","Continental","D1RENPT","D1RENPT",null,"Vertical Solid Door Refrigerator","Vertical","Reach-in","Manual",0,1,1,"Hinged",23.79,0,23.79,59.22,22.38,27.38,1.86,"R-290","2019-02-01","2019-02-28","United States, Canada","ES_3317_D1RENPT_02272019145837_3800927"]
[2334076,"Continental Refrigerator","Continental","D1RENPTHD","D1RENPTHD",null,"Vertical Solid Door Refrigerator","Vertical","Reach-in","Manual",0,1,1,"Hinged",23.96,0,23.96,59.22,22.38,27.38,1.88,"R-290","2019-02-01","2019-02-28","United States, Canada","ES_3317_D1RENPTHD_02272019101350_5232354"]
[2338701,"Continental Refrigerator","Continental","D1RIN","D1RIN",null,"Vertical Solid Door Refrigerator","Vertical","Reach-in","Manual",0,1,1,"Hinged",31.91,0,31.91,67,29.25,29,2.08,"R-290","2019-05-01","2019-05-23","United States, Canada","ES_3317_D1RIN_05222019112531_8161584"]
[2338699,"Continental Refrigerator","Continental","D1RINE","D1RINE",null,"Vertical Solid Door Refrigerator","Vertical","Reach-in","Manual",0,1,1,"Hinged",34.950000000000003,0,34.950000000000003,76,35,32,2.1800000000000002,"R-290","2019-05-01","2019-05-23","United States, Canada","ES_3317_D1RINE_05222019112359_4717218"]
[2334075,"Continental Refrigerator","Continental","D1RN","D1RN",null,"Vertical Solid Door Refrigerator","Vertical","Reach-in","Automatic",0,1,1,"Hinged",19.3,0,19.3,59.22,19.88,27.38,1.39,"R-290","2019-02-01","2019-02-28","United States, Canada","ES_3317_D1RN_02272019100245_7185327"]
[2334067,"Continental Refrigerator","Continental","D1RNHD","D1RNHD",null,"Vertical Solid Door Refrigerator","Vertical","Reach-in","Manual",0,2,2,"Hinged",19.25,0,19.25,59.22,19.88,27.38,1.42,"R-290","2019-02-01","2019-02-28","United States, Canada","ES_3317_D1RNHD_02272019130538_2794153"]
[2334069,"Continental Refrigerator","Continental","D1RNPT","D1RNPT",null,"Vertical Solid Door Refrigerator","Vertical","Reach-in","Manual",0,1,1,"Hinged",22.03,0,22.03,59.22,19.88,27.38,1.54,"R-290","2019-02-01","2019-02-28","United States, Canada","ES_3317_D1RNPT_02272019141745_3887597"]
[2334077,"Continental Refrigerator","Continental","D1RNPTHD","D1RNPTHD",null,"Vertical Solid Door Refrigerator","Vertical","Reach-in","Manual",0,2,2,"Hinged",21.49,0,21.49,59.22,19.88,27.38,1.61,"R-290","2019-02-01","2019-02-28","United States, Canada","ES_3317_D1RNPTHD_02272019144103_9477044"]
[2334085,"Continental Refrigerator","Continental","D2REN","D2REN",null,"Vertical Solid Door Refrigerator","Vertical","Reach-in","Manual",0,2,2,"Hinged",49.1,0,49.1,59,50.88,27.38,2.42,"R-290","2019-02-01","2019-02-28","United States, Canada","ES_3317_D2REN_02282019113239_6598626"]
[2334050,"Continental Refrigerator","Continental","D2RENHD","D2RENHD",null,"Vertical Solid Door Refrigerator","Vertical","Reach-in","Manual",0,4,4,"Hinged",48.7,0,48.7,59,50.88,27.38,2.5099999999999998,"R-290","2019-02-01","2019-02-28","United States, Canada","ES_3317_D2RENHD_02272019200628_5413324"]
[2334051,"Continental Refrigerator","Continental","D2RENPT","D2RENPT",null,"Vertical Solid Door Refrigerator","Vertical","Reach-in","Manual",0,2,2,"Hinged",53.34,0,53.34,59,50.88,27.38,2.7,"R-290","2019-02-01","2019-02-28","United States, Canada","ES_3317_D2RENPT_02282019072629_7393609"]
[2334052,"Continental Refrigerator","Continental","D2RENPTHD","D2RENPTHD",null,"Vertical Solid Door Refrigerator","Vertical","Reach-in","Manual",0,4,4,"Hinged",53.8,0,53.8,59,50.88,27.38,2.88,"R-290","2019-02-01","2019-02-28","United States, Canada","ES_3317_D2RENPTHD_02282019074910_2378656"]
[2362259,"Continental Refrigerator","Continental","D2RIN","D2RIN",null,"Vertical Solid Door Refrigerator","Vertical","Reach-in","Automatic",0,2,2,"Hinged",64.22,0,64.22,86,68.5,35.380000000000003,3.22,"R-290","2020-07-01","2020-06-29","United States, Canada","ES_3317_D2RIN_06242020113808_2975885"]
[2334081,"Continental Refrigerator","Continental","D2RN","D2RN",null,"Vertical Solid Door Refrigerator","Vertical","Reach-in","Manual",0,1,1,"Hinged",44.1,0,44.1,59.22,46,27.38,2.16,"R-290","2019-02-01","2019-02-28","United States, Canada","ES_3317_D2RN_02282019105722_9595910"]
[2334126,"Continental Refrigerator","Continental","D2RNHD","D2RNHD",null,"Vertical Solid Door Refrigerator","Vertical","Reach-in","Manual",0,4,4,"Hinged",43.7,0,43.7,59.25,46,27.38,2.23,"R-290","2019-02-01","2019-03-01","United States, Canada","ES_3317_D2RNHD_02282019080701_1534082"]
[2334080,"Continental Refrigerator","Continental","D2RNPT","D2RNPT",null,"Vertical Solid Door Refrigerator","Vertical","Reach-in","Manual",0,4,4,"Hinged",47.2,0,47.2,59.25,46,27.38,2.61,"R-290","2019-02-01","2019-02-28","United States, Canada","ES_3317_D2RNPT_02282019083121_4212762"]
[2334127,"Continental Refrigerator","Continental","D2RNPTHD","D2RNPTHD",null,"Vertical Solid Door Refrigerator","Vertical","Reach-in","Manual",0,4,4,"Hinged",46.3,0,46.3,59.22,46,27.38,2.7,"R-290","2019-02-01","2019-03-01","United States, Canada","ES_3317_D2RNPTHD_02282019085238_3899957"]
[2362203,"Continental Refrigerator","Continental","MC3NDCW","MC3NDCW",null,"Vertical Solid Door Refrigerator","Vertical","Milk Cooler","Automatic",0,4,4,"Hinged",13.36,0,13.36,41.5,34,33,1.2,"R-290","2020-07-01","2020-06-29","United States, Canada","ES_3317_MC3NDCW_06242020121005_1235010"]
[2362215,"Continental Refrigerator","Continental","MC3NSCW","MC3NSCW",null,"Vertical Solid Door Refrigerator","Vertical","Milk Cooler","Automatic",0,2,2,"Hinged",13,0,13,41.5,34,33,1.1599999999999999,"R-290","2020-07-01","2020-06-29","United States, Canada","ES_3317_MC3NSCW_06242020125204_1784021"]
[2362204,"Continental Refrigerator","Continental","MC4NDCW","MC4NDCW",null,"Vertical Solid Door Refrigerator","Vertical","Milk Cooler","Automatic",0,4,4,"Hinged",18.7,0,18.7,41.5,49,33,1.39,"R-290","2020-07-01","2020-06-29","United States, Canada","ES_3317_MC4NDCW_06242020122233_9228479"]
[2362216,"Continental Refrigerator","Continental","MC4NSCW","MC4NSCW",null,"Vertical Solid Door Refrigerator","Vertical","Milk Cooler","Automatic",0,2,2,"Hinged",18.2,0,18.2,41.5,49,33,1.25,"R-290","2020-07-01","2020-06-29","United States, Canada","ES_3317_MC4NSCW_06242020115016_4206659"]
[2362217,"Continental Refrigerator","Continental","MC5NDCW","MC5NDCW",null,"Vertical Solid Door Refrigerator","Vertical","Milk Cooler","Automatic",0,4,4,"Hinged",24.29,0,24.29,41.5,58,33,1.6,"R-290","2020-07-01","2020-06-29","United States, Canada","ES_3317_MC5NDCW_06242020114709_912439"]
[2362218,"Continental Refrigerator","Continental","MC5NS","MC5NS",null,"Vertical Solid Door Refrigerator","Vertical","Milk Cooler","Automatic",0,2,2,"Hinged",23.27,0,23.27,47,58,33,1.77,"R-290","2020-07-01","2020-06-29","United States, Canada","ES_3317_MC5NS_06252020090203_6902887"]
[2362222,"Continental Refrigerator","Continental","MC5NSCW","MC5NSCW",null,"Vertical Solid Door Refrigerator","Vertical","Milk Cooler","Automatic",0,2,2,"Hinged",23.6,0,23.6,41.5,58,33,1.36,"R-290","2020-07-01","2020-06-29","United States, Canada","ES_3317_MC5NSCW_06242020114900_978509"]
[2357198,"Continental Refrigerator","Continental","RA118N","RA118N",null,"Vertical Solid Door Refrigerator","Vertical","Reach-in","Automatic",0,4,4,"Hinged",43.9,0,43.9,35,118,32,1.91,"R-290","2020-01-01","2020-03-25","United States, Canada","ES_3317_RA118N_02112020155214_9180261"]
[2357196,"Continental Refrigerator","Continental","RA43N","RA43N",null,"Vertical Solid Door Refrigerator","Vertical","Reach-in","Automatic",0,2,2,"Hinged",12.35,0,12.35,35,43,32,1.05,"R-290","2020-01-01","2020-03-25","United States, Canada","ES_3317_RA43N_02112020151718_888482"]
[2357197,"Continental Refrigerator","Continental","RA60N","RA60N",null,"Vertical Solid Door Refrigerator","Vertical","Reach-in","Automatic",0,3,3,"Hinged",19.27,0,19.27,35,60,32,1.4,"R-290","2020-01-01","2020-03-25","United States, Canada","ES_3317_RA60N_02252020094541_6695978"]
[2357193,"Continental Refrigerator","Continental","RA68N","RA68N",null,"Vertical Solid Door Refrigerator","Vertical","Reach-in","Automatic",0,3,3,"Hinged",22.3,0,22.3,35,68,32,1.53,"R-290","2020-01-01","2020-03-25","United States, Canada","ES_3317_RA68N_02112020151350_8749505"]
[2357199,"Continental Refrigerator","Continental","RA93N","RA93N",null,"Vertical Solid Door Refrigerator","Vertical","Reach-in","Automatic",0,4,4,"Hinged",33.270000000000003,0,33.270000000000003,35,93,32,1.91,"R-290","2020-01-01","2020-03-25","United States, Canada","ES_3317_RA93N_02112020152250_7171899"]
[2335397,"Continental Refrigerator","Continental","SW27N","SW27N",null,"Vertical Solid Door Refrigerator","Vertical","Reach-in","Manual",0,1,1,"Hinged",6.43,0,6.43,35.25,27.5,31.56,0.86,"R-290","2019-03-01","2019-03-28","United States, Canada","ES_3317_SW27N_03272019102849_9390680"]
[2335398,"Continental Refrigerator","Continental","SW32N","SW32N",null,"Vertical Solid Door Refrigerator","Vertical","Reach-in","Manual",0,1,1,"Hinged",7.76,0,7.76,35.25,32,31.56,0.9,"R-290","2019-03-01","2019-03-28","United States, Canada","ES_3317_SW32N_03272019093832_3913385"]
[2335399,"Continental Refrigerator","Continental","SW36N","SW36N",null,"Vertical Solid Door Refrigerator","Vertical","Reach-in","Manual",0,2,2,"Hinged",8.27,0,8.27,35.25,36,31.56,0.91,"R-290","2019-03-01","2019-03-28","United States, Canada","ES_3317_SW36N_03272019093420_8121148"]
[2335402,"Continental Refrigerator","Continental","SW48N","SW48N",null,"Vertical Solid Door Refrigerator","Vertical","Reach-in","Manual",0,2,2,"Hinged",11.56,0,11.56,35.25,48,31.56,0.97,"R-290","2019-03-01","2019-03-28","United States, Canada","ES_3317_SW48N_03272019105121_9039728"]
[2335401,"Continental Refrigerator","Continental","SW60N","SW60N",null,"Vertical Solid Door Refrigerator","Vertical","Reach-in","Manual",0,2,2,"Hinged",14.51,0,14.51,35.25,60,31.56,1.04,"R-290","2019-03-01","2019-03-28","United States, Canada","ES_3317_SW60N_03272019111055_1383172"]
[2335400,"Continental Refrigerator","Continental","SW72N","SW72N",null,"Vertical Solid Door Refrigerator","Vertical","Reach-in","Manual",0,3,3,"Hinged",17.559999999999999,0,17.559999999999999,35.25,72,31.56,1.24,"R-290","2019-03-01","2019-03-28","United States, Canada","ES_3317_SW72N_03272019112621_8097192"]
[2324152,"CRIOTEC SA DE CV","Criotec","CFX-19 HC","CFX-19 HC",null,"Vertical Transparent Door Refrigerator","Vertical","Bottle Cooler","Automatic",1,0,1,"Hinged",17.8,17.8,0,77.5,30.31,25.31,1.8,"R-290","2018-06-19","2018-08-10","United States","ES_1141697_CFX-19 HC_07262018192154_7971155"]
[2383425,"CRIOTEC SA DE CV","Criotec","CFX-19 HC UPS","CFX-19 HC UPS",null,"Vertical Transparent Door Refrigerator","Vertical","Merchandiser","Automatic",1,0,1,"Hinged",18.899999999999999,18.899999999999999,0,77.400000000000006,30.4,25.3,1.68,"R-290","2021-08-02","2021-08-13","United States","ES_1141697_CFX-19 HC UPS_08112021231746_9645959"]
[2372808,"CRIOTEC SA DE CV","Criotec","CFX-37 2P HC R2","CFX-37 2P HC R2",null,"Vertical Transparent Door Refrigerator","Vertical","Merchandiser","Automatic",2,0,2,"Hinged",34.5,34.5,0,77.75,43.13,30.63,2.68,"R-290","2021-01-27","2021-01-28","United States, Canada","ES_1141697_CFX-37 2P HC R2_01272021105329_7080346"]
[2381397,"CRIOTEC SA DE CV","Criotec","CFX-37 2P HC UPS","CFX-37 2P HC UPS",null,"Vertical Transparent Door Refrigerator","Vertical","Merchandiser","Automatic",2,0,2,"Hinged",34.5,34.5,0,77.400000000000006,43,30.6,2.69,"R-290","2021-09-28","2021-07-01","United States","ES_1141697_CFX-37 2P HC UPS_06302021162241_450097"]
[2324154,"CRIOTEC SA DE CV","Criotec","CFX-42 2P HC","CFX-42 2P HC",null,"Vertical Transparent Door Refrigerator","Vertical","Bottle Cooler","Automatic",2,0,2,"Hinged",40.44,40.44,0,77.63,52.81,29.69,2.88,"R-290","2018-06-19","2018-08-10","United States","ES_1141697_CFX-42 2P HC_07312018105350_7112848"]
[2324398,"CRIOTEC SA DE CV","Criotec","CFXM-10 HC","CFXM-10 HC",null,"Vertical Transparent Door Refrigerator","Vertical","Bottle Cooler","Automatic",1,0,1,"Hinged",8.5,8.5,0,53,24.94,23.31,1.03,"R-290","2018-06-19","2018-08-16","United States","ES_1141697_CFXM-10 HC_07312018101420_4259302"]
[2324151,"CRIOTEC SA DE CV","Criotec","CFXM-12 HC","CFXM-12 HC",null,"Vertical Transparent Door Refrigerator","Vertical","Bottle Cooler","Automatic",1,0,1,"Hinged",10.5,10.5,0,62.38,24.81,23.38,1.1299999999999999,"R-290","2018-06-19","2018-08-10","United States","ES_1141697_CFXM-12 HC_07312018084139_381738"]
[2350393,"CRIOTEC SA DE CV","Criotec","CLH-10 HC","CLH-10 HC",null,"Vertical Transparent Door Refrigerator","Vertical","Merchandiser","Automatic",1,0,1,"Hinged",9.1,9.1,0,24.9,52.9,23.5,1.01,"R-290","2019-10-23","2019-11-26","United States, Canada","ES_1141697_CLH-10 HC_11252019173803_4037591"]
[2350371,"CRIOTEC SA DE CV","Criotec","CLH-12 HC","CLH-12 HC",null,"Vertical Transparent Door Refrigerator","Vertical","Merchandiser","Automatic",1,0,1,"Hinged",11,11,0,24.9,61.4,23.4,1.3,"R-290","2019-11-06","2019-11-26","United States, Canada","ES_1141697_CLH-12 HC_11252019191444_4143182"]
[2341432,"Electrolux Professional","Kelvinator","Commercial refrigerator","KCHRI27R1DRE",null,"Vertical Solid Door Refrigerator","Vertical","Bottle Cooler","Automatic",0,1,1,"Hinged",17.7,0,17.7,82.68,26.77,32.68,1.4,"R-290","2019-06-28","2019-07-18","United States, Canada","ES_1802677_KCHRI27R1DRE_07192019091054_7454862"]
[2341433,"Electrolux Professional","Kelvinator","Commercial refrigerator","KCHRI54R2DRE",null,"Vertical Solid Door Refrigerator","Vertical","Bottle Cooler","Automatic",0,2,2,"Hinged",41.6,0,41.6,82.68,53.94,32.68,2.5,"R-290","2019-06-28","2019-07-18","United States, Canada","ES_1802677_KCHRI54R2DRE_07192019092606_8366785"]
[2341455,"Electrolux Professional","Kelvinator","Commercial refrigerator","KCHUC27R",null,"Vertical Solid Door Refrigerator","Vertical","Bottle Cooler","Automatic",0,1,1,"Hinged",5.4,0,5.4,35.549999999999997,27.76,29.92,0.99,"R-600a","2019-06-28","2019-07-18","United States, Canada","ES_1082677_KCHUC27R_07222019075532_2132047"]
[2341586,"Electrolux Professional","Kelvinator","Commercial refrigerator","KCHUC48R",null,"Vertical Solid Door Refrigerator","Vertical","Bottle Cooler","Automatic",0,2,2,"Hinged",10.1,0,10.1,35.549999999999997,48.19,29.92,1.0900000000000001,"R-600a","2019-06-28","2019-07-18","United States, Canada","ES_1802677_KCHUC48R_07192019101722_1442540"]
[2341587,"Electrolux Professional","Kelvinator","Commercial refrigerator","KCHUC60R",null,"Vertical Solid Door Refrigerator","Vertical","Bottle Cooler","Automatic",0,2,2,"Hinged",13.2,0,13.2,35.549999999999997,61.22,29.92,1.19,"R-600a","2019-06-28","2019-07-18","United States, Canada","ES_1082677_KCHUC60R_07252019023842_2322051"]
[2348718,"Electrolux Professional","Kelvinator Commercial","KCHGM26R","KCHGM26R",null,"Vertical Transparent Door Refrigerator","Vertical","Merchandiser","Automatic",1,0,1,"Hinged",21.6,21.6,0,79.72,28.43,35.43,1.73,"R-290","2019-01-07","2019-10-17","United States, Canada","ES_1082677_KCHGM26R_10182019191909_6349662"]
[2348731,"Electrolux Professional","Kelvinator Commercial","KCHGM72R","KCHGM72R",null,"Vertical Transparent Door Refrigerator","Vertical","Merchandiser","Automatic",3,0,3,"Hinged",67.599999999999994,67.599999999999994,0,80.510000000000005,80.98,33.78,4.05,"R-290","2019-01-07","2019-10-17","United States, Canada","ES_1082677_KCHGM72R_10182019202538_0338051"]
[2371988,"Electrolux Professional","Kelvinator Commercial","KCHRI25R1DRE","KCHRI25R1DRE",null,"Vertical Solid Door Refrigerator","Vertical","Reach-in","Automatic",0,1,1,"Hinged",18.2,0,18.2,77.36,30.47,29.06,1.1100000000000001,"R-290","2020-10-01","2021-01-14","United States","ES_1082677_KCHRI25R1DRE_122320200556670_4953322"]
[2371989,"Electrolux Professional","Kelvinator Commercial","KCHRI25R1GDR","KCHRI25R1GDR",null,"Vertical Transparent Door Refrigerator","Vertical","Reach-in","Automatic",1,0,1,"Hinged",19,19,0,77.36,30.47,29.92,2.04,"R-290","2020-10-01","2021-01-14","United States","ES_1082677_KCHRI25R1GDR_122320200556968_8882474"]
[2348760,"Electrolux Professional","Kelvinator Commercial","KCHRI27R1GDR","KCHRI27R1GDR",null,"Vertical Transparent Door Refrigerator","Vertical","Reach-in","Automatic",1,0,1,"Hinged",19,19,0,83.07,26.77,33.07,1.54,"R-290","2019-01-07","2019-10-17","United States, Canada","ES_1082677_KCHRI27R1GDR_10202019193556_0156577"]
[2348761,"Electrolux Professional","Kelvinator Commercial","KCHRI27R2HDR","KCHRI27R2HDR",null,"Vertical Transparent Door Refrigerator","Vertical","Reach-in","Automatic",0,1,1,"Hinged",18.100000000000001,0,18.100000000000001,82.68,26.77,32.68,0.9,"R-290","2019-01-07","2019-10-17","United States, Canada","ES_1082677_KCHRI27R2HDR_10202019194356_0636676"]
[2348762,"Electrolux Professional","Kelvinator Commercial","KCHRI54R2GDR","KCHRI54R2GDR",null,"Vertical Transparent Door Refrigerator","Vertical","Reach-in","Automatic",2,0,2,"Hinged",43.9,43.9,0,82.67,53.94,33.659999999999997,2.56,"R-290","2019-01-07","2019-10-17","United States, Canada","ES_1082677_KCHRI54R2GDR_10202019195037_1037014"]
[2348763,"Electrolux Professional","Kelvinator Commercial","KCHRI54R4HDR","KCHRI54R4HDR",null,"Vertical Transparent Door Refrigerator","Vertical","Reach-in","Automatic",0,2,2,"Hinged",41.6,0,41.6,82.68,53.94,32.68,1.36,"R-290","2019-01-07","2019-10-17","United States, Canada","ES_1082677_KCHRI54R4HDR_10202019200007_1607981"]
[2348759,"Electrolux Professional","Kelvinator Commercial","KCHRI81R3DR","KCHRI81R3DR",null,"Vertical Transparent Door Refrigerator","Vertical","Reach-in","Automatic",0,3,3,"Hinged",66,0,66,82.87,81.06,32.869999999999997,2.0299999999999998,"R-290","2019-01-07","2019-10-17","United States, Canada","ES_1082677_KCHRI81R3DR_10202019192015_9215197"]
[2348782,"Electrolux Professional","Kelvinator Commercial","KCHUC27.2DR","KCHUC27.2DR",null,"Vertical Transparent Door Refrigerator","Vertical","Under-counter Unit","Automatic",0,1,1,"Hinged",5.4,0,5.4,35.549999999999997,27.76,29.92,0.99,"R-600a","2019-01-09","2019-10-17","United States, Canada","ES_1082677_KCHUC27.2DR_10212019135438_6078243"]
[2350372,"CRIOTEC SA DE CV","Criotec","CLH-22 HC","CLH-22 HC",null,"Vertical Transparent Door Refrigerator","Vertical","Merchandiser","Automatic",1,0,1,"Hinged",19.899999999999999,19.899999999999999,0,78.599999999999994,30.3,24.6,1.61,"R-290","2019-11-05","2019-11-26","United States, Canada","ES_1141697_CLH-22 HC_11252019204325_1862604"]
[2295296,"Daeyeong E&B Co., Ltd.","Daeyeong E&B","LUCR27","LUCR27",null,"Vertical Solid Door Refrigerator","Vertical","Under-counter Unit","Manual",0,1,1,"Hinged",7.03,0,7.03,35.9,27.5,30,0.59,"R-134a","2018-12-31","2017-05-02","United States, Canada","ES_1113806_LUCR27_11102016043702_2622430"]
[2295301,"Daeyeong E&B Co., Ltd.","Daeyeong E&B","LUCR36","LUCR36",null,"Vertical Solid Door Refrigerator","Vertical","Under-counter Unit","Manual",0,2,2,"Hinged",9.5399999999999991,0,9.5399999999999991,35.9,36.4,30,0.77,"R-134a","2018-12-31","2017-05-02","United States, Canada","ES_1113806_LUCR36_11102016043755_2675250"]
[2295302,"Daeyeong E&B Co., Ltd.","Daeyeong E&B","LUCR48","LUCR48",null,"Vertical Solid Door Refrigerator","Vertical","Under-counter Unit","Manual",0,2,2,"Hinged",13.13,0,13.13,35.9,48.4,30,0.89,"R-134a","2018-12-31","2017-05-02","United States, Canada","ES_1113806_LUCR48_11102016043809_2689617"]
[2295303,"Daeyeong E&B Co., Ltd.","Daeyeong E&B","LUCR60","LUCR60",null,"Vertical Solid Door Refrigerator","Vertical","Under-counter Unit","Manual",0,2,2,"Hinged",16.739999999999998,0,16.739999999999998,35.9,60.4,30,1.1000000000000001,"R-134a","2018-12-31","2017-05-02","United States, Canada","ES_1113806_LUCR60_11102016043823_2703987"]
[2295304,"Daeyeong E&B Co., Ltd.","Daeyeong E&B","LUCR72","LUCR72",null,"Vertical Solid Door Refrigerator","Vertical","Under-counter Unit","Manual",0,3,3,"Hinged",20.2,0,20.2,35.9,72.400000000000006,30,1.44,"R-134a","2018-12-31","2017-05-02","United States, Canada","ES_1113806_LUCR72_11102016043838_2718961"]
[2388562,"Desmon Spa","Desmon Spa","PGM07C******","PGM07C******",null,"Vertical Solid Door Refrigerator","Vertical","Other","Automatic",0,1,1,"Hinged",19.420000000000002,0,19.420000000000002,78.739999999999995,31.5,27.17,1.44,"R-290","2021-11-30","2021-11-23","United States, Canada","ES_1141281_PGM07C******_112920211003572_8373137"]
[2388563,"Desmon Spa","Desmon Spa","PGM07G******","PGM07G******",null,"Vertical Transparent Door Refrigerator","Vertical","Other","Automatic",1,0,1,"Hinged",19.420000000000002,19.420000000000002,0,78.739999999999995,31.5,27.17,1.34,"R-290","2021-11-30","2021-11-23","United States, Canada","ES_1141281_PGM07G******_11292021100392_5180574"]
[2388565,"Desmon Spa","Desmon Spa","PGM14C******","PGM14C******",null,"Vertical Solid Door Refrigerator","Vertical","Other","Automatic",0,2,2,"Hinged",42.32,0,42.32,102,53,32,1.59,"R-290","2021-11-30","2021-11-23","United States, Canada","ES_1141281_PGM14C******_112920211003596_3298924"]
[2388569,"Desmon Spa","Desmon Spa","PGM14G******","PGM14G******",null,"Vertical Transparent Door Refrigerator","Vertical","Other","Automatic",2,0,2,"Hinged",42.32,42.32,0,102,53,32,3.12,"R-290","2021-11-30","2021-11-23","United States, Canada","ES_1141281_PGM14G******_112920211004842_1944722"]
[2353640,"EFI Sales Ltd","EFI","C1-27GDSVC","C1-27GDSVC",null,"Vertical Transparent Door Refrigerator","Vertical","Reach-in","Automatic",1,0,1,"Hinged",19.38,19.38,0,81.180000000000007,26.96,31.49,1.72,"R-290","2018-05-01","2017-08-09","United States, Canada","ES_1143329_C1-27GDSVC_01082020141828_7192804"]
[2354259,"EFI Sales Ltd","EFI","C1-27VC-L","C1-27VC-L",null,"Vertical Solid Door Refrigerator","Vertical","Reach-in","Automatic",0,1,1,"Hinged",19.170000000000002,0,19.170000000000002,84.05,26.97,31.5,1.0900000000000001,"R-290","2018-05-01","2017-08-04","United States, Canada","ES_1143329_C1-27VC-L_01082020110357_1354181"]
[2354257,"EFI Sales Ltd","EFI","C2-54GDSVC","C2-54GDSVC",null,"Vertical Transparent Door Refrigerator","Vertical","Reach-in","Automatic",2,0,2,"Hinged",43.8,43.8,0,81.180000000000007,54.41,31.5,3.6,"R-290","2018-05-01","2017-08-04","United States, Canada","ES_1143329_C2-54GDSVC_01092020100536_7517663"]
[2354267,"EFI Sales Ltd","EFI","C2-54VC","C2-54VC",null,"Vertical Solid Door Refrigerator","Vertical","Reach-in","Automatic",0,2,2,"Hinged",43.8,0,43.8,84.05,54.4,31.49,2.36,"R-290","2018-05-01","2017-08-09","United States, Canada","ES_1143329_C2-54VC_01082020132821_4408532"]
[2353642,"EFI Sales Ltd","EFI","C3-82VC","C3-82VC",null,"Vertical Solid Door Refrigerator","Vertical","Reach-in","Automatic",0,3,3,"Hinged",68.28,0,68.28,84.06,81.849999999999994,31.5,3.16,"R-290","2018-05-01","2017-08-04","United States, Canada","ES_1143329_C3-82VC_01082020134609_2365381"]
[2354272,"EFI Sales Ltd","EFI","CUDR1-27VC-L","CUDR1-27VC-L",null,"Vertical Solid Door Refrigerator","Vertical","Under-counter Unit","Automatic",0,1,1,"Hinged",7.13,0,7.13,37.01,27.56,29.92,0.83,"R-290","2018-05-01","2017-06-02","United States, Canada","ES_1143329_CUDR1-27VC-L_01082020100524_9238244"]
[2354269,"EFI Sales Ltd","EFI","CUDR2-48VC","CUDR2-48VC",null,"Vertical Solid Door Refrigerator","Vertical","Under-counter Unit","Automatic",0,2,2,"Hinged",13.36,0,13.36,37.200000000000003,48.23,29.92,1.01,"R-290","2018-05-01","2017-06-02","United States, Canada","ES_1143329_CUDR2-48VC_01082020102326_3443414"]
[2354271,"EFI Sales Ltd","EFI","CUDR2-60VC","CUDR2-60VC",null,"Vertical Solid Door Refrigerator","Vertical","Under-counter Unit","Automatic",0,2,2,"Hinged",17.27,0,17.27,37.200000000000003,60.24,29.92,1.19,"R-290","2018-05-01","2017-06-02","United States, Canada","ES_1143329_CUDR2-60VC_01082020105340_2889215"]
[2354268,"EFI Sales Ltd","EFI","CUDR3-72VC","CUDR3-72VC",null,"Vertical Solid Door Refrigerator","Vertical","Under-counter Unit","Automatic",0,3,3,"Hinged",21.43,0,21.43,37.200000000000003,72.64,29.92,1.26,"R-290","2018-05-01","2017-06-02","United States, Canada","ES_1143329_CUDR3-72VC_01082020111320_3300287"]
[2341453,"Electrolux Professional","Kelvinator","Commercial refrigerator","KCHGM48R",null,"Vertical Transparent Door Refrigerator","Vertical","Bottle Cooler","Automatic",2,0,2,"Hinged",43.4,43.4,0,79.489999999999995,53.94,31.89,3.49,"R-290","2019-06-28","2019-07-18","United States, Canada","ES_1802677_KCHGM48R_07192019095050_9850565"]
[2366210,"Beverage-Air Corp.","Victory","Undercounter Refrigerator","VUR46HC*********",null,"Vertical Solid Door Refrigerator","Vertical","Under-counter Unit","Automatic",0,1,1,"Hinged",10.8,0,10.8,34.5,46,30,0.81,"R-290","2020-08-31","2020-09-24","United States, Canada","ES_42829_VUR46HC*********_09212020164812_6520944"]
[2366232,"Beverage-Air Corp.","Victory","Undercounter Refrigerator","VUR48HC*********",null,"Vertical Solid Door Refrigerator","Vertical","Under-counter Unit","Automatic",0,2,2,"Hinged",11.82,0,11.82,34.5,48,27.13,0.91,"R-290","2020-08-31","2020-09-24","United States, Canada","ES_42829_VUR48HC*********_09212020164927_9591470"]
[2366238,"Beverage-Air Corp.","Victory","Undercounter Refrigerator","VUR60HC*********",null,"Vertical Solid Door Refrigerator","Vertical","Under-counter Unit","Automatic",0,2,2,"Hinged",14.75,0,14.75,34.5,60,27.13,0.93,"R-290","2020-08-31","2020-09-24","United States, Canada","ES_42829_VUR60HC*********_09212020165200_5303445"]
[2345880,"Beverage-Air Corp.","Victory","Undercounter Refrigerator","VUR67HC*********",null,"Vertical Solid Door Refrigerator","Vertical","Reach-in","Automatic",0,2,2,"Hinged",18.97,0,18.97,34.5,67,30,1.1599999999999999,"R-290","2017-11-07","2019-08-21","United States, Canada","ES_42829_VUR67HC*********_08272019212451_990716"]
[2345879,"Beverage-Air Corp.","Victory","Worktop Refrigerator","VWR27HC*********",null,"Vertical Solid Door Refrigerator","Vertical","Worktop unit","Automatic",0,1,1,"Hinged",6.13,0,6.13,34.5,27,27.25,1.08,"R-290","2018-06-25","2019-08-21","United States, Canada","ES_42829_VWR27HC*********_08272019212357_7181512"]
[2366211,"Beverage-Air Corp.","Victory","Worktop Refrigerator","VWR46HC*********",null,"Vertical Solid Door Refrigerator","Vertical","Under-counter Unit","Automatic",0,1,1,"Hinged",10.8,0,10.8,34.5,46,30,0.81,"R-290","2020-08-31","2020-09-24","United States, Canada","ES_42829_VWR46HC*********_09212020164812_1096421"]
[2366233,"Beverage-Air Corp.","Victory","Worktop Refrigerator","VWR48HC*********",null,"Vertical Solid Door Refrigerator","Vertical","Under-counter Unit","Automatic",0,2,2,"Hinged",11.82,0,11.82,34.5,48,27.13,0.91,"R-290","2020-08-31","2020-09-24","United States, Canada","ES_42829_VWR48HC*********_09212020164927_3706895"]
[2366239,"Beverage-Air Corp.","Victory","Worktop Refrigerator","VWR60HC*********",null,"Vertical Solid Door Refrigerator","Vertical","Under-counter Unit","Automatic",0,2,2,"Hinged",14.75,0,14.75,34.5,60,27.13,0.93,"R-290","2020-08-31","2020-09-24","United States, Canada","ES_42829_VWR60HC*********_09212020165201_2191849"]
[2345881,"Beverage-Air Corp.","Victory","Worktop Refrigerator","VWR67HC*********",null,"Vertical Solid Door Refrigerator","Vertical","Reach-in","Automatic",0,2,2,"Hinged",18.97,0,18.97,34.5,67,30,1.1599999999999999,"R-290","2017-11-07","2019-08-21","United States, Canada","ES_42829_VWR67HC*********_08272019212451_9878962"]
[2295285,"Blue Air FSE, LLC","Blue Air","BLUR28","BLUR28",null,"Vertical Solid Door Refrigerator","Vertical","Under-counter Unit","Manual",0,1,1,"Hinged",7.03,0,7.03,35.9,27.5,30,0.59,"R-134a","2016-08-01","2017-05-01","United States, Canada","ES_1062560_BLUR28_09282016074841_8921562"]
[2295289,"Blue Air FSE, LLC","Blue Air","BLUR36","BLUR36",null,"Vertical Solid Door Refrigerator","Vertical","Under-counter Unit","Manual",0,2,2,"Hinged",9.5399999999999991,0,9.5399999999999991,35.9,36.4,30,0.77,"R-134a","2016-08-01","2017-05-01","United States, Canada","ES_1062560_BLUR36_09282016075546_9346316"]
[2295290,"Blue Air FSE, LLC","Blue Air","BLUR48","BLUR48",null,"Vertical Solid Door Refrigerator","Vertical","Under-counter Unit","Manual",0,2,2,"Hinged",13.13,0,13.13,35.9,48.4,30,0.89,"R-134a","2016-08-01","2017-05-01","United States, Canada","ES_1062560_BLUR48_09282016075924_9564149"]
[2295291,"Blue Air FSE, LLC","Blue Air","BLUR60","BLUR60",null,"Vertical Solid Door Refrigerator","Vertical","Under-counter Unit","Manual",0,2,2,"Hinged",16.739999999999998,0,16.739999999999998,35.9,60.4,30,1.1000000000000001,"R-134a","2016-08-01","2017-05-01","United States, Canada","ES_1062560_BLUR60_09282016081129_0289779"]
[2295292,"Blue Air FSE, LLC","Blue Air","BLUR72","BLUR72",null,"Vertical Solid Door Refrigerator","Vertical","Under-counter Unit","Manual",0,3,3,"Hinged",20.2,0,20.2,35.9,72.400000000000006,30,1.44,"R-134a","2016-08-01","2017-05-01","United States, Canada","ES_1062560_BLUR72_10112016062005_6805095"]
[2335240,"Blue Air FSE, LLC","Blue Air","BSR23-HC","BSR23-HC",null,"Vertical Solid Door Refrigerator","Vertical","Reach-in","Automatic",0,1,1,"Hinged",18.89,0,18.89,82.38,26.75,31,0.85,"R-290","2019-01-15","2019-03-25","United States, Canada","ES_1062560_BSR23-HC_03262019040614_3174398"]
[2335228,"Blue Air FSE, LLC","Blue Air","BSR23T-HC","BSR23T-HC",null,"Vertical Solid Door Refrigerator","Vertical","Reach-in","Automatic",0,1,1,"Hinged",19.04,0,19.04,81.75,26.75,31,1.06,"R-290","2019-01-15","2019-03-25","United States, Canada","ES_1062560_BSR23T-HC_03262019041021_3421574"]
[2335236,"Blue Air FSE, LLC","Blue Air","BSR49-HC","BSR49-HC",null,"Vertical Solid Door Refrigerator","Vertical","Reach-in","Automatic",0,2,2,"Hinged",42.69,0,42.69,82.38,54,31,2.59,"R-290","2019-01-15","2019-03-25","United States, Canada","ES_1062560_BSR49-HC_03262019040633_3193169"]
[2335248,"Blue Air FSE, LLC","Blue Air","BSR49T-HC","BSR49T-HC",null,"Vertical Solid Door Refrigerator","Vertical","Reach-in","Automatic",0,2,2,"Hinged",42.85,0,42.85,81.75,54,31,1.65,"R-290","2019-01-15","2019-03-25","United States, Canada","ES_1062560_BSR49T-HC_03262019041425_3665108"]
[2335244,"Blue Air FSE, LLC","Blue Air","BSR72-HC","BSR72-HC",null,"Vertical Solid Door Refrigerator","Vertical","Reach-in","Automatic",0,3,3,"Hinged",66.52,0,66.52,82.38,81,31,2.94,"R-290","2019-01-15","2019-03-25","United States, Canada","ES_1062560_BSR72-HC_03262019040709_3229122"]
[2332049,"Broich Enterprises, Inc.","Arctic Air","AR23EZ","AR23EZ",null,"Vertical Solid Door Refrigerator","Vertical","Bottle Cooler","Automatic",0,1,1,"Hinged",18.100000000000001,0,18.100000000000001,82.68,26.77,32.68,1.35,"R-290","2018-12-14","2018-12-25","United States, Canada","ES_3318_AR23EZ_12262018070035_7635515"]
[2332050,"Broich Enterprises, Inc.","Arctic Air","AR49EZ","AR49EZ",null,"Vertical Solid Door Refrigerator","Vertical","Bottle Cooler","Automatic",0,2,2,"Hinged",41.57,0,41.6,82.68,53.94,32.68,1.95,"R-290","2018-12-14","2018-12-25","United States, Canada","ES_3318_AR49EZ_12262018071450_8490582"]
[2358271,"BuSung America Corporation (DBA Everest Refrigeration)","Everest Refrigeration","EBB48-24","EBB48-24",null,"Vertical Solid Door Refrigerator","Vertical","Back Bar Cooler","Automatic",0,2,2,"Hinged",12.71,0,12.71,37.25,49,24.5,1.03,"R-290","2019-09-02","2020-04-20","United States, Canada","ES_1065186_EBB48-24_04212020024609_7169067"]
[2358272,"BuSung America Corporation (DBA Everest Refrigeration)","Everest Refrigeration","EBC50","EBC50",null,"Horizontal Solid Door Refrigerator","Chest","Bottle Cooler","Automatic",0,2,2,"Sliding",10.84,0,10.84,33.75,36.75,26.75,0.74,"R-290","2018-11-28","2020-04-20","United States, Canada","ES_1065186_EBC50_04212020024638_7198158"]
[2340602,"BuSung America Corporation (DBA Everest Refrigeration)","Everest Refrigeration","EBR1","EBR1",null,"Vertical Solid Door Refrigerator","Vertical","Reach-in","Automatic",0,1,1,"Hinged",21.1,0,21.1,77,27,31.13,1.66,"R-290","2019-07-01","2019-06-14","United States","ES_1065186_EBR1_07012019022049_80003608"]
[2352014,"BuSung America Corporation (DBA Everest Refrigeration)","Everest Refrigeration","EBSR2","EBSR2",null,"Vertical Solid Door Refrigerator","Vertical","Reach-in","Automatic",0,2,2,"Hinged",41.33,0,41.33,77,49.63,33.630000000000003,2.41,"R-290","2019-01-31","2019-12-12","United States, Canada","ES_1065186_EBSR2_12132019071429_1269236"]
[2358270,"BuSung America Corporation (DBA Everest Refrigeration)","Everest Refrigeration","ECB52-60D2","ECB52-60D2",null,"Vertical Solid Door Refrigerator","Vertical","Beer Dispensing or Direct Draw Unit","Manual",0,2,2,"Sliding",10.06,0,10.06,20,60,32.130000000000003,1,"R-290","2018-07-11","2020-04-20","United States, Canada","ES_1065186_ECB52-60D2_04212020024356_7036457"]
[2340603,"BuSung America Corporation (DBA Everest Refrigeration)","Everest Refrigeration","EMGR24","EMGR24",null,"Vertical Transparent Door Refrigerator","Vertical","Reach-in","Automatic",1,0,1,"Hinged",25.02,25.02,0,80.13,28.38,32,2.34,"R-290","2019-07-01","2019-06-14","United States","ES_1065186_EMGR24_07012019022049_80003608"]
[2340604,"BuSung America Corporation (DBA Everest Refrigeration)","Everest Refrigeration","EMGR24B","EMGR24B",null,"Vertical Transparent Door Refrigerator","Vertical","Reach-in","Automatic",1,0,1,"Hinged",25.02,25.02,0,80.13,28.38,32,2.34,"R-290","2019-07-01","2019-06-14","United States","ES_1065186_EMGR24B_07012019022049_80003608"]
[2340605,"BuSung America Corporation (DBA Everest Refrigeration)","Everest Refrigeration","EMGR24C","EMGR24C",null,"Vertical Transparent Door Refrigerator","Vertical","Reach-in","Automatic",1,0,1,"Hinged",25.02,25.02,0,80.13,28.38,32,2.34,"R-290","2019-07-01","2019-06-14","United States","ES_1065186_EMGR24C_07012019022049_80003608"]
[2340606,"BuSung America Corporation (DBA Everest Refrigeration)","Everest Refrigeration","ESR1","ESR1",null,"Vertical Solid Door Refrigerator","Vertical","Reach-in","Automatic",0,1,1,"Hinged",21.24,0,21.24,74.25,29.25,31.63,1.37,"R-290","2019-07-01","2019-06-14","United States","ES_1065186_ESR1_07012019022049_80003608"]
[2352016,"BuSung America Corporation (DBA Everest Refrigeration)","Everest Refrigeration","ESR2","ESR2",null,"Vertical Solid Door Refrigerator","Vertical","Reach-in","Automatic",0,2,2,"Hinged",38.200000000000003,0,38.200000000000003,74.25,49.63,31.63,2.52,"R-290","2018-06-30","2019-12-12","United States, Canada","ES_1065186_ESR2_12132019071505_1305613"]
[2352013,"BuSung America Corporation (DBA Everest Refrigeration)","Everest Refrigeration","ETBR1","ETBR1",null,"Vertical Solid Door Refrigerator","Vertical","Under-counter Unit","Automatic",0,1,1,"Hinged",6.12,0,6.12,30.25,27.75,31.5,0.54,"R-290","2018-10-31","2019-12-12","United States, Canada","ES_1065186_ETBR1_12132019071213_1133677"]
[2352015,"BuSung America Corporation (DBA Everest Refrigeration)","Everest Refrigeration","ETBR2","ETBR2",null,"Vertical Solid Door Refrigerator","Vertical","Under-counter Unit","Automatic",0,2,2,"Hinged",11.73,0,11.73,30.25,47.5,31.5,1.1100000000000001,"R-290","2018-10-31","2019-12-12","United States, Canada","ES_1065186_ETBR2_12132019071446_1286211"]
[2333144,"Continental Refrigerator","Continental","1REN","1REN",null,"Vertical Solid Door Refrigerator","Vertical","Reach-in","Automatic",0,1,1,"Hinged",21.38,0,21.38,59.25,22.35,26.5,1.4,"R-290","2019-01-01","2019-02-06","United States, Canada","ES_3317_1REN_01312019144436_7418176"]
[2354634,"Continental Refrigerator","Continental","1RENGD","1RENGD",null,"Vertical Transparent Door Refrigerator","Vertical","Reach-in","Automatic",1,0,1,"Hinged",21.4,21.4,0,65.25,26,32,2.06,"R-290","2020-01-01","2020-02-11","United States, Canada","ES_3317_1RENGD_01062020125823_5032464"]
[2354635,"Continental Refrigerator","Continental","1RENGDHD","1RENGDHD",null,"Vertical Transparent Door Refrigerator","Vertical","Reach-in","Automatic",2,0,2,"Hinged",21.2,21.2,0,81.28,64.25,32,2.13,"R-290","2020-01-01","2020-02-11","United States, Canada","ES_3317_1RENGDHD_01062020150726_1361352"]
[2333145,"Continental Refrigerator","Continental","1RENHD","1RENHD",null,"Vertical Solid Door Refrigerator","Vertical","Reach-in","Automatic",0,2,2,"Hinged",21.11,0,21.11,59.22,22.35,26.5,1.46,"R-290","2019-01-01","2019-02-06","United States, Canada","ES_3317_1RENHD_01312019144345_3433954"]
[2333142,"Continental Refrigerator","Continental","1RN","1RN",null,"Vertical Solid Door Refrigerator","Vertical","Reach-in","Automatic",0,1,1,"Hinged",18.97,0,18.97,59.13,19.88,26.5,1.28,"R-290","2019-01-01","2019-02-06","United States, Canada","ES_3317_1RN_01312019144755_4798242"]
[2354631,"Continental Refrigerator","Continental","1RNGD","1RNGD",null,"Vertical Transparent Door Refrigerator","Vertical","Reach-in","Automatic",1,0,1,"Hinged",18.97,18.97,0,65.25,26,32,1.84,"R-290","2020-01-01","2020-02-11","United States, Canada","ES_3317_1RNGD_01062020114611_3100091"]
[2354633,"Continental Refrigerator","Continental","1RNGDHD","1RNGDHD",null,"Vertical Transparent Door Refrigerator","Vertical","Reach-in","Automatic",2,0,2,"Hinged",18.600000000000001,18.600000000000001,0,65.25,26,32,1.89,"R-290","2020-01-01","2020-10-05","United States, Canada","ES_3317_1RNGDHD_01062020121007_3397485"]
[2333143,"Continental Refrigerator","Continental","1RNHD","1RNHD",null,"Vertical Solid Door Refrigerator","Vertical","Reach-in","Automatic",0,2,2,"Hinged",18.559999999999999,0,18.559999999999999,59.22,19.88,26.5,1.43,"R-290","2019-01-01","2019-02-06","United States, Canada","ES_3317_1RNHD_01312019144630_951654"]
[2354943,"Continental Refrigerator","Continental","1RXN","1RXN",null,"Vertical Solid Door Refrigerator","Vertical","Reach-in","Automatic",0,2,2,"Hinged",28.66,0,28.66,77,52,32,1.71,"R-290","2020-01-01","2020-02-18","United States, Canada","ES_3317_1RXN_01062020154546_1218835"]
[2354941,"Continental Refrigerator","Continental","1RXNHD","1RXNHD",null,"Vertical Solid Door Refrigerator","Vertical","Reach-in","Automatic",0,2,2,"Hinged",28.36,0,28.36,77,52,32,1.74,"R-290","2020-01-01","2020-02-18","United States, Canada","ES_3317_1RXNHD_01062020164721_527917"]
[2333149,"Continental Refrigerator","Continental","2REN","2REN",null,"Vertical Solid Door Refrigerator","Vertical","Reach-in","Automatic",0,2,2,"Hinged",48.64,0,48.64,59.22,51,26.5,2.06,"R-290","2019-01-01","2019-02-06","United States, Canada","ES_3317_2REN_01312019144002_1626703"]
[2354632,"Continental Refrigerator","Continental","2RENGD","2RENGD",null,"Vertical Transparent Door Refrigerator","Vertical","Reach-in","Automatic",1,0,1,"Hinged",48.8,48.8,0,65.25,78,32,3.34,"R-290","2020-01-01","2020-02-11","United States, Canada","ES_3317_2RENGD_01102020101611_7545740"]
[2354638,"Continental Refrigerator","Continental","2RENGDHD","2RENGDHD",null,"Vertical Transparent Door Refrigerator","Vertical","Reach-in","Automatic",0,2,2,"Hinged",48.8,0,48.8,65.25,0,32,3.45,"R-290","2020-01-01","2020-02-11","United States, Canada","ES_3317_2RENGDHD_01252020095214_7981531"]
[2333150,"Continental Refrigerator","Continental","2RENHD","2RENHD",null,"Vertical Solid Door Refrigerator","Vertical","Reach-in","Automatic",0,4,4,"Hinged",48.33,0,48.33,59.22,51,26.5,2.25,"R-290","2019-01-01","2019-02-06","United States, Canada","ES_3317_2RENHD_01312019143833_6108972"]
[2333147,"Continental Refrigerator","Continental","2RN","2RN",null,"Vertical Solid Door Refrigerator","Vertical","Reach-in","Automatic",0,2,2,"Hinged",43.45,0,43.45,59.25,46,26.5,2.13,"R-290","2019-01-01","2019-02-06","United States, Canada","ES_3317_2RN_01312019144249_5293390"]
[2354636,"Continental Refrigerator","Continental","2RNGD","2RNGD",null,"Vertical Transparent Door Refrigerator","Vertical","Reach-in","Automatic",1,0,1,"Hinged",43.7,43.7,0,77,52,32,3.14,"R-290","2020-01-01","2020-02-11","United States, Canada","ES_3317_2RNGD_01082020121404_558740"]
[2354637,"Continental Refrigerator","Continental","2RNGDHD","2RNGDHD",null,"Vertical Transparent Door Refrigerator","Vertical","Reach-in","Automatic",2,0,2,"Hinged",42.6,42.6,0,77,52,32,3.21,"R-290","2020-01-01","2020-02-11","United States, Canada","ES_3317_2RNGDHD_01092020113611_4035760"]
[2333148,"Continental Refrigerator","Continental","2RNHD","2RNHD",null,"Vertical Solid Door Refrigerator","Vertical","Reach-in","Automatic",0,4,4,"Hinged",43.03,0,43.03,59.25,46,26.5,2.15,"R-290","2019-01-01","2019-02-06","United States, Canada","ES_3317_2RNHD_01312019144130_6180383"]
[2357117,"Continental Refrigerator","Continental","2RSN","2RSN",null,"Vertical Solid Door Refrigerator","Vertical","Reach-in","Automatic",0,2,2,"Hinged",36.450000000000003,0,36.450000000000003,65.25,52,29,1.88,"R-290","2020-01-01","2020-03-24","United States, Canada","ES_3317_2RSN_01252020095827_6817132"]
[2357134,"Continental Refrigerator","Continental","2RSNHD","2RSNHD",null,"Vertical Solid Door Refrigerator","Vertical","Reach-in","Automatic",0,4,4,"Hinged",36.020000000000003,0,36.020000000000003,65.25,52,29,1.96,"R-290","2020-01-01","2020-03-24","United States, Canada","ES_3317_2RSNHD_02112020151042_2618219"]
[2326361,"Fogel de Centroamerica S.A.","Fogel","VR-12-HC-US","VR-12-HC-US",null,"Vertical Transparent Door Refrigerator","Vertical","Reach-in","Automatic",1,0,1,"Hinged",10.68,10.68,0,63.5,25,24.13,1.27,"R-290","2018-10-01","2018-08-24","United States, Canada","ES_1082809_VR-12-HC-US_08272018182248_4168646"]
[2330440,"Fogel de Centroamerica S.A.","Fogel","VR-26-HC","VR-26-HC",null,"Vertical Transparent Door Refrigerator","Vertical","Reach-in","Automatic",1,0,1,"Hinged",21.34,21.34,0,78,30,29.5,1.81,"R-290","2018-10-01","2018-11-30","United States, Canada","ES_1082809_VR-26-HC_11302018163452_5692229"]
[2338963,"Fogel de Centroamerica S.A.","Fogel","VR-9-HC","VR-9-HC",null,"Vertical Transparent Door Refrigerator","Vertical","Reach-in","Automatic",1,0,1,"Hinged",7.93,7.93,0,63.25,20,21,1.0900000000000001,"R-600a","2019-06-15","2019-05-28","United States, Canada","ES_1082809_VR-9-HC_05282019131523_9323706"]
[2336686,"Fogel de Centroamerica S.A.","Hoshizaki","HR15A","HR15A",null,"Vertical Solid Door Refrigerator","Vertical","Reach-in","Automatic",0,1,1,"Hinged",2.5499999999999998,0,2.5499999999999998,31.5,14.87,25.75,0.54,"R-600a","2018-10-01","2019-04-12","United States, Canada","ES_1082809_HR15A_04122019212438_4278515"]
[2330437,"Fogel de Centroamerica S.A.","Hoshizaki","RM-10-HC","RM-10-HC",null,"Vertical Transparent Door Refrigerator","Vertical","Reach-in","Automatic",1,0,1,"Hinged",8.74,8.74,0,54.25,25,24.13,1.1000000000000001,"R-290","2018-10-01","2018-11-30","United States, Canada","ES_1082809_RM-10-HC_11302018160528_3928369"]
[2330439,"Fogel de Centroamerica S.A.","Hoshizaki","RM-26-HC","RM-26-HC",null,"Vertical Transparent Door Refrigerator","Vertical","Reach-in","Automatic",1,0,1,"Hinged",21.34,21.34,0,78,30,29.5,1.81,"R-290","2018-10-01","2018-11-30","United States, Canada","ES_1082809_RM-26-HC_11302018163423_5663713"]
[2363250,"Food Warming Equipment Company, Inc.","FWE","R-30","R-30",null,"Vertical Solid Door Refrigerator","Vertical","Reach-in","Automatic",0,1,1,"Hinged",17.2,0,17.2,74.3,36.5,31.25,1.27,"R-450A","2018-06-07","2020-07-21","United States, Canada","ES_1020303_R-30_07212020190651_8411938"]
[2352571,"Food Warming Equipment Company, Inc.","FWE","RBQ-96","RBQ-96",null,"Vertical Solid Door Refrigerator","Vertical","Reach-in","Manual",0,2,2,"Hinged",29.14,0,29.14,73.25,55,31.75,1.41,"R-134a","2019-12-11","2019-12-11","United States, Canada","ES_1020303_RBQ-96_01062020161426_7266194"]
[2363251,"Food Warming Equipment Company, Inc.","FWE","SR-30","SR-30",null,"Vertical Solid Door Refrigerator","Vertical","Reach-in","Automatic",0,1,1,"Hinged",17.2,0,17.2,74.3,36.5,31.25,1.27,"R-450A","2018-06-07","2020-07-21","United States, Canada","ES_1020303_SR-30_07212020190709_8429649"]
[2351896,"Food Warming Equipment Company, Inc.","FWE","UHRS-10","UHRS-10",null,"Vertical Solid Door Refrigerator","Vertical","Reach-in","Automatic",0,1,1,"Hinged",19.71,0,19.71,74.5,37.5,32.5,1.27,"R-450A","2019-12-11","2019-12-11","United States, Canada","ES_1020303_UHRS-10_12192019161701_2221821"]
[2351897,"Food Warming Equipment Company, Inc.","FWE","URS-10","URS-10",null,"Vertical Solid Door Refrigerator","Vertical","Reach-in","Automatic",0,1,1,"Hinged",19.71,0,19.71,74.5,37.5,32.5,1.27,"R-450A","2019-12-11","2019-12-11","United States, Canada","ES_1020303_URS-10_12192019161523_2123267"]
[2351898,"Food Warming Equipment Company, Inc.","FWE","URS-10D","URS-10D",null,"Vertical Solid Door Refrigerator","Vertical","Reach-in","Automatic",0,2,2,"Hinged",19.71,0,19.71,74.5,37.5,32.5,1.27,"R-450A","2019-12-11","2019-12-11","United States, Canada","ES_1020303_URS-10D_12192019161554_2154635"]
[2351899,"Food Warming Equipment Company, Inc.","FWE","URS-10P","URS-10P",null,"Vertical Solid Door Refrigerator","Vertical","Reach-in","Automatic",0,2,2,"Hinged",19.71,0,19.71,74.5,37.5,32.5,1.27,"R-450A","2019-12-11","2019-12-11","United States, Canada","ES_1020303_URS-10P_12192019161636_2196317"]
[2388423,"Food Warming Equipment Company, Inc.","FWE","URS-20","URS-20",null,"Vertical Solid Door Refrigerator","Vertical","Reach-in","Automatic",0,2,2,"Hinged",38.700000000000003,0,38.700000000000003,46.48,51.26,28.23,1.94,"R-450A","2021-01-01","2021-11-23","United States","ES_2351897_URS-20_11052021161754_2217495"]
[2388422,"Food Warming Equipment Company, Inc.","FWE","URS-20-GN","URS-20-GN",null,"Vertical Solid Door Refrigerator","Vertical","Reach-in","Automatic",0,2,2,"Hinged",38.700000000000003,0,38.700000000000003,46.48,51.26,28.23,1.94,"R-450A","2021-01-01","2021-11-23","United States","ES_2351897_URS-20-GN_110520211617829_2034203"]
[2320900,"Habco Manufacturing Inc.","HABCO","ESM28HC","ESM28HC",null,"Vertical Transparent Door Refrigerator","Vertical","Merchandiser","Automatic",1,0,1,"Hinged",23.56,23.56,0,78,30.5,31,2.27,"R-290","2018-08-01","2018-06-05","United States, Canada","ES_1105712_ESM28HC_06052018141005_7805874"]
[2355253,"Habco Manufacturing Inc.","HABCO","ESM28HCTD","ESM28HCTD",null,"Vertical Transparent Door Refrigerator","Vertical","Reach-in","Automatic",1,0,1,"Hinged",24.08,24.08,0,78,30.5,31,2.29,"R-290","2018-11-19","2020-02-26","United States, Canada","ES_1105712_ESM28HCTD_02262020205103_0263884"]
[2355254,"Habco Manufacturing Inc.","HABCO","ESM28HCTDHL","ESM28HCTDHL",null,"Vertical Transparent Door Refrigerator","Vertical","Reach-in","Automatic",1,0,1,"Hinged",24.08,24.08,0,78,30.5,31,2.29,"R-290","2020-03-01","2020-02-26","United States, Canada","ES_1105712_ESM28HCTDHL_02262020205115_0275700"]
[2355364,"Habco Manufacturing Inc.","HABCO","ESM42HC","ESM42HC",null,"Vertical Transparent Door Refrigerator","Vertical","Reach-in","Automatic",1,0,1,"Hinged",35.92,35.92,0,78,47.5,31,3.03,"R-290","2020-03-01","2020-02-26","United States, Canada","ES_1105712_ESM42HC_02282020214811_6491486"]
[2355372,"Habco Manufacturing Inc.","HABCO","ESM46HC","ESM46HC",null,"Vertical Transparent Door Refrigerator","Vertical","Reach-in","Automatic",1,0,1,"Hinged",37.21,37.21,0,78,47.5,31,3.04,"R-290","2019-08-10","2020-02-26","United States, Canada","ES_1105712_ESM46HC_02292020142012_6012864"]
[2358704,"Habco Manufacturing Inc.","HABCO","ESM49HCTD","ESM49HCTD",null,"Vertical Transparent Door Refrigerator","Vertical","Reach-in","Automatic",1,0,1,"Hinged",43.75,43.75,0,78,54,31,3.17,"R-290","2020-05-01","2020-04-28","United States, Canada","ES_1105712_ESM49HCTD_04282020163417_1657073"]
[2355365,"Habco Manufacturing Inc.","HABCO","SE28HCSA","SE28HCSA",null,"Vertical Solid Door Refrigerator","Vertical","Reach-in","Automatic",0,1,1,"Hinged",23.56,0,23.56,78,30.5,31,1.51,"R-290","2020-03-01","2020-02-26","United States, Canada","ES_1105712_SE28HCSA_02282020215338_6818759"]
[2358707,"Habco Manufacturing Inc.","HABCO","SE40eHC","SE40eHC",null,"Vertical Transparent Door Refrigerator","Vertical","Reach-in","Automatic",1,0,1,"Hinged",34.15,34.15,0,72.63,47.5,31,2.66,"R-290","2020-05-01","2020-04-28","United States, Canada","ES_1105712_SE40eHC_04282020164238_2158350"]
[2326599,"Hoshizaki America, Inc.","Hoshizaki","UR60A","UR60A",null,"Vertical Solid Door Refrigerator","Vertical","Under-counter Unit","Automatic",0,2,2,"Hinged",15.4,0,15.4,34,60,30,0.89,"R-290","2018-09-19","2018-09-27","United States, Canada","ES_1003024_UR60A_09302018211107_1867392"]
[2326601,"Hoshizaki America, Inc.","Hoshizaki","UR72A","UR72A",null,"Vertical Solid Door Refrigerator","Vertical","Under-counter Unit","Automatic",0,3,3,"Hinged",19.7,0,19.7,34,72,30,1.3,"R-290","2018-09-19","2018-09-27","United States, Canada","ES_1003024_UR72A_09302018214328_3808188"]
[2384401,"Hoshizaki America, Inc.","Hoshizaki America, Inc.","UR48B","UR48B",null,"Vertical Solid Door Refrigerator","Vertical","Under-counter Unit","Automatic",0,2,2,"Hinged",12,0,12,34,27,30,1.05,"R-290","2021-08-20","2021-09-20","United States, Canada","ES_1003024_UR48B_091320210856665_6137891"]
[2384402,"Hoshizaki America, Inc.","Hoshizaki America, Inc.","UR48B-GLP01","UR48B-GLP01",null,"Vertical Transparent Door Refrigerator","Vertical","Under-counter Unit","Automatic",2,0,2,"Hinged",12,12,0,34,48,30,1.45,"R-290","2021-08-20","2021-09-20","United States, Canada","ES_1003024_UR48B-GLP01_092020211310316_4392486"]
[2389396,"Hoshizaki America, Inc.","Hoshizaki America, Inc.","UR60B","UR60B",null,"Vertical Solid Door Refrigerator","Vertical","Under-counter Unit","Automatic",0,2,2,"Hinged",15.11,0,15.11,34,60,30,0.94,"R-290","2021-10-28","2021-12-16","United States, Canada","ES_1003024_UR60B_121620211117199_4229128"]
[2389399,"Hoshizaki America, Inc.","Hoshizaki America, Inc.","UR60B","UR60B-01",null,"Vertical Solid Door Refrigerator","Vertical","Under-counter Unit","Automatic",0,2,2,"Hinged",15.11,0,15.11,34,60,30,0.94,"R-290","2021-10-28","2021-12-16","United States, Canada","ES_1003024_UR60B-01_121620211117757_3607282"]
[2389401,"Hoshizaki America, Inc.","Hoshizaki America, Inc.","UR72B","UR72B",null,"Vertical Solid Door Refrigerator","Vertical","Under-counter Unit","Automatic",0,3,3,"Hinged",18.27,0,18.27,34,72,30,1.1200000000000001,"R-290","2021-10-28","2021-12-16","United States, Canada","ES_1003024_UR72B_121620211118887_5097222"]
[2389402,"Hoshizaki America, Inc.","Hoshizaki America, Inc.","UR72B-01","UR72B-01",null,"Vertical Solid Door Refrigerator","Vertical","Under-counter Unit","Automatic",0,3,3,"Hinged",18.27,0,18.27,34,72,30,1.1200000000000001,"R-290","2021-10-28","2021-12-16","United States, Canada","ES_1003024_UR72B-01_121620211118471_5122626"]
[2389404,"Hoshizaki America, Inc.","Hoshizaki America, Inc.","WF60B-01","WF60B-01",null,"Vertical Solid Door Refrigerator","Vertical","Under-counter Unit","Automatic",0,3,3,"Hinged",18.27,0,18.27,34,72,30,1.1200000000000001,"R-290","2021-10-28","2021-12-16","United States, Canada","ES_1003024_WF60B-01_121620211118734_7520469"]
[2389398,"Hoshizaki America, Inc.","Hoshizaki America, Inc.","UR60B","WR60B",null,"Vertical Solid Door Refrigerator","Vertical","Under-counter Unit","Automatic",0,2,2,"Hinged",15.11,0,15.11,34,60,30,0.94,"R-290","2021-10-28","2021-12-16","United States, Canada","ES_1003024_WR60B_12162021111883_7174488"]
[2389397,"Hoshizaki America, Inc.","Hoshizaki America, Inc.","UR60B","WR60B-01",null,"Vertical Solid Door Refrigerator","Vertical","Under-counter Unit","Automatic",0,3,3,"Hinged",18.260000000000002,0,18.27,34,71.989999999999995,30,1.1200000000000001,"R-290","2021-10-28","2021-12-16","United States, Canada","ES_1003024_WR60B-01_121620211118751_9513513"]
[2389403,"Hoshizaki America, Inc.","Hoshizaki America, Inc.","WR72B","WR72B",null,"Vertical Solid Door Refrigerator","Vertical","Under-counter Unit","Automatic",0,3,3,"Hinged",18.27,0,18.27,34,72,30,1.1200000000000001,"R-290","2021-10-28","2021-12-16","United States, Canada","ES_1003024_WR72B_121620211118280_6353816"]
[2389400,"Hoshizaki America, Inc.","Hoshizaki America, Inc.","WR72B-01","WR72B-01",null,"Vertical Solid Door Refrigerator","Vertical","Under-counter Unit","Automatic",0,3,3,"Hinged",18.27,0,18.27,34,72,30,1.1200000000000001,"R-290","2021-10-28","2021-12-16","United States, Canada","ES_1003024_WR72B-01_121620211118852_9764533"]
[2331568,"Imbera S.A. de C.V.","Beverage-Air","MT34-1","MT34-1",null,"Vertical Transparent Door Refrigerator","Vertical","Reach-in","Automatic",2,0,2,"Hinged",26.12,26.12,0,80.5,39,26,2.2599999999999998,"R-290","2018-11-30","2018-12-17","United States, Canada","ES_1091577_MT34-1_12172018163509_4509511"]
[2300176,"Imbera S.A. de C.V.","Imbera","EVC04 R6","EVC04 R6",null,"Vertical Transparent Door Refrigerator","Vertical","Reach-in","Automatic",1,0,1,"Hinged",3.92,3.92,0,33,21,28,0.78,"R-600a","2017-09-11","2017-07-19","United States, Canada","ES_1091577_EVC04 R6_07192017154844_9324759"]
[2340078,"Imbera S.A. de C.V.","Imbera","EVC09 HC","EVC09 HC",null,"Vertical Transparent Door Refrigerator","Vertical","Reach-in","Automatic",1,0,1,"Hinged",7.17,7.17,0,61.5,20,21.8,1.05,"R-600a","2019-08-01","2019-06-19","United States, Canada","ES_1091577_EVC09 HC_06192019174205_6125781"]
[2304565,"Imbera S.A. de C.V.","Imbera","EVC1.5 R6","EVC1.5 R6",null,"Vertical Solid Door Refrigerator","Vertical","Reach-in","Automatic",0,1,1,"Hinged",1.62,0,1.62,28,14.5,21,0.45,"R-600a","2016-02-16","2017-10-04","United States, Canada","ES_1091577_EVC1.5 R6_08182016204209_2929558"]
[2293163,"Imbera S.A. de C.V.","Imbera","G319 R2","G319 R2",null,"Vertical Transparent Door Refrigerator","Vertical","Reach-in","Manual",1,0,1,"Hinged",19.2,19.2,0,81.7,29.5,23.6,1.82,"R-290","2017-01-18","2017-03-25","United States, Canada","ES_1091577_G319 R2_10132016211807_3487944"]
[2328147,"Imbera S.A. de C.V.","Imbera","G319 R2 SD","G319 R2 SD",null,"Vertical Solid Door Refrigerator","Vertical","Bottle Cooler","Automatic",0,1,1,"Hinged",19.2,0,19.2,81.7,29.5,23.6,1.48,"R-290","2016-06-18","2018-10-20","United States, Canada","ES_1091577_G319 R2 SD_10212018190223_8543927"]
[2304566,"Imbera S.A. de C.V.","Imbera","G319 R2 SZ","G319 R2 SZ",null,"Vertical Transparent Door Refrigerator","Vertical","Reach-in","Automatic",1,0,1,"Hinged",19.2,19.2,0,81.7,29.5,23.6,2.02,"R-290","2016-07-12","2017-10-04","United States, Canada","ES_1091577_G319 R2 SZ_07132016132959_6599727"]
[2330402,"Imbera S.A. de C.V.","Imbera","G326 R2","G326 R2",null,"Vertical Transparent Door Refrigerator","Vertical","Reach-in","Automatic",2,0,2,"Hinged",26.12,26.12,0,80.5,39,26,2.2599999999999998,"R-290","2018-11-30","2018-11-29","United States, Canada","ES_1091577_G326 R2_11292018190311_8191919"]
[2350557,"Imbera S.A. de C.V.","Imbera","G372 HC","G372 HC",null,"Vertical Transparent Door Refrigerator","Vertical","Reach-in","Automatic",3,0,3,"Hinged",66.3,66.3,0,80.03,31.61,78.739999999999995,5.09,"R-290","2020-01-30","2019-12-02","United States, Canada","ES_1091577_G372 HC_12022019172754_7674050"]
[2330528,"Imbera S.A. de C.V.","Imbera","VC31-H2S2","VC31-H2S2",null,"Vertical Solid Door Refrigerator","Vertical","Reach-in","Automatic",0,2,2,"Hinged",47.6,0,47.6,83.5,34,53,2.5099999999999998,"R-290","2018-09-19","2018-11-30","United States, Canada","ES_1091577_VC31-H2S2_11302018200959_8599320"]
[2304712,"Imbera S.A. de C.V.","Imbera","VR06 R6","VR06 R6",null,"Vertical Transparent Door Refrigerator","Vertical","Reach-in","Automatic",1,0,1,"Hinged",5.0999999999999996,5.0999999999999996,0,37,21.1,25.2,0.91,"R-600a","2017-12-01","2017-10-09","United States, Canada","ES_1091577_VR06 R6_10092017173553_0553605"]
[2320824,"Imbera S.A. de C.V.","Imbera","VR08 R6","VR08 R6",null,"Vertical Transparent Door Refrigerator","Vertical","Reach-in","Automatic",1,0,1,"Hinged",7.69,7.69,0,69.3,18.899999999999999,18.100000000000001,1.1499999999999999,"R-600a","2018-03-26","2018-06-04","United States, Canada","ES_1091577_VR08 R6_06042018152501_5901517"]
[2300180,"Imbera S.A. de C.V.","Imbera","VR09 CC R2","VR09 CC R2",null,"Vertical Transparent Door Refrigerator","Vertical","Reach-in","Automatic",1,0,1,"Hinged",10.31,10.31,0,76,27,19,1.36,"R-290","2017-09-11","2017-07-19","United States, Canada","ES_1091577_VR09 CC R2_07192017161525_0925443"]
[2304714,"Imbera S.A. de C.V.","Imbera","VR10-58 R2","VR10-58 R2",null,"Vertical Transparent Door Refrigerator","Vertical","Reach-in","Automatic",1,0,1,"Hinged",10.14,10.14,0,58,25,23,1.33,"R-290","2017-12-01","2017-10-09","United States, Canada","ES_1091577_VR10-58 R2_08202015181317_4397543"]
[2293161,"Imbera S.A. de C.V.","Imbera","VR10 R2","VR10 R2",null,"Vertical Transparent Door Refrigerator","Vertical","Reach-in","Manual",1,0,1,"Hinged",9.43,9.43,0,56,25,23,1.24,"R-290","2016-10-30","2017-03-25","United States, Canada","ES_1091577_VR10 R2_12072016110447_8687500"]
[2341581,"Imbera S.A. de C.V.","Imbera","VR11 CZ HC","VR11 CZ HC",null,"Vertical Transparent Door Refrigerator","Vertical","Reach-in","Automatic",1,0,1,"Hinged",10.199999999999999,10.199999999999999,0,54.3,22,25,1.34,"R-290","2019-08-01","2019-07-24","United States, Canada","ES_1091577_VR11 CZ HC_07242019182623_2783590"]
[2293162,"Imbera S.A. de C.V.","Imbera","VR12","VR12",null,"Vertical Transparent Door Refrigerator","Vertical","Reach-in","Manual",1,0,1,"Hinged",11.5,11.5,0,64,25,23,1.46,"R-290","2016-08-29","2017-03-25","United States, Canada","ES_1105798_IMBERA S A DE C V (22274) | VR12_10082012183410_1250916"]
[2308653,"Imbera S.A. de C.V.","Imbera","VR12 R2","VR12 R2",null,"Vertical Transparent Door Refrigerator","Vertical","Reach-in","Manual",1,0,1,"Hinged",11.5,11.5,0,64,25,23,1.46,"R-290","2016-08-10","2017-03-25","United States, Canada","ES_1091577_VR12 R2_10132016211857_3537754"]
[2341584,"Imbera S.A. de C.V.","Imbera","VR13 CZ HC","VR13 CZ HC",null,"Vertical Transparent Door Refrigerator","Vertical","Reach-in","Automatic",1,0,1,"Hinged",11.7,11.7,0,64,22.8,25,1.49,"R-290","2019-08-01","2019-07-24","United States, Canada","ES_1091577_VR13 CZ HC_07242019183844_3524871"]
[2340941,"Imbera S.A. de C.V.","Imbera","VR27 CZ HC","VR27 CZ HC",null,"Vertical Transparent Door Refrigerator","Vertical","Reach-in","Automatic",1,0,1,"Hinged",27.8,27.8,0,79,35,29.9,2.4500000000000002,"R-290","2019-08-01","2019-07-08","United States, Canada","ES_1091577_VR27 CZ HC_07082019181458_9698952"]
[2296390,"Imbera S.A. de C.V.","Imbera","VRD21 R2","VRD21 R2",null,"Vertical Transparent Door Refrigerator","Vertical","Reach-in","Manual",2,0,2,"Hinged",16.77,16.77,0,58,39,24,1.82,"R-290","2015-02-27","2017-05-22","United States, Canada","ES_1091577_VRD21 R2_10062016170827_3707687"]
[2300181,"Imbera S.A. de C.V.","Imbera","VRD35 R2","VRD35 R2",null,"Vertical Transparent Door Refrigerator","Vertical","Reach-in","Automatic",2,0,2,"Hinged",32.119999999999997,32.119999999999997,0,80,40,28,2.56,"R-290","2017-09-11","2017-07-19","United States, Canada","ES_1091577_VRD35 R2_07192017165227_3147086"]
[2296394,"Imbera S.A. de C.V.","Imbera","VRD37 R2","VRD37 R2",null,"Vertical Transparent Door Refrigerator","Vertical","Reach-in","Manual",2,0,2,"Hinged",37.42,37.42,0,77.599999999999994,47,27.7,3.12,"R-290","2015-02-27","2017-05-22","United States, Canada","ES_1091577_VRD37 R2_10062016171552_4152088"]
[2296398,"Imbera S.A. de C.V.","Imbera","VRD37 SD R2","VRD37 SD R2",null,"Vertical Transparent Door Refrigerator","Vertical","Reach-in","Manual",2,0,2,"Sliding",39.03,39.03,0,77.599999999999994,47,27.7,2.99,"R-290","2015-02-27","2017-05-22","United States, Canada","ES_1091577_VRD37 R2 SD_10062016172229_4549305"]
[2319101,"Imbera S.A. de C.V.","Imbera","VRD41 SD 48HC","VRD41 SD 48HC",null,"Vertical Transparent Door Refrigerator","Vertical","Reach-in","Automatic",2,0,2,"Sliding",13.44,13.44,0,48,47,21.5,1.62,"R-290","2018-05-01","2018-04-30","United States, Canada","ES_1091577_VRD41 SD 48HC_04302018180626_1586359"]
[2319100,"Imbera S.A. de C.V.","Imbera","VRD41 SD 54HC","VRD41 SD 54HC",null,"Vertical Transparent Door Refrigerator","Vertical","Reach-in","Automatic",2,0,2,"Sliding",17.100000000000001,17.100000000000001,0,54,47,21.5,1.71,"R-290","2018-05-01","2018-04-30","United States, Canada","ES_1091577_VRD41 SD 54HC_04302018180254_1374751"]
[2296399,"Imbera S.A. de C.V.","Imbera","VRD43 R2","VRD43 R2",null,"Vertical Transparent Door Refrigerator","Vertical","Reach-in","Manual",2,0,2,"Hinged",41.66,41.66,0,79,54,29.5,3.29,"R-290","2015-02-27","2017-05-22","United States, Canada","ES_1091577_VRD43 R2_10132016211745_3465385"]
[2328689,"Imbera S.A. de C.V.","Imbera","VRD43 R2 SD","VRD43 R2 SD",null,"Vertical Solid Door Refrigerator","Vertical","Bottle Cooler","Automatic",0,2,2,"Hinged",41.66,0,41.66,79,54,29.5,1.9,"R-290","2015-02-27","2018-10-31","United States, Canada","ES_1091577_VRD43 R2 SD_10312018142500_5900254"]
[2293164,"Imbera S.A. de C.V.","Imbera","VRD43 SD R2","VRD43 SD R2",null,"Vertical Transparent Door Refrigerator","Vertical","Reach-in","Manual",1,0,1,"Sliding",41.66,41.66,0,79,54,29.5,3.31,"R-290","2016-07-12","2017-03-25","United States, Canada","ES_1091577_VRD43 SD R2_03272017165756_3876908"]
[2365414,"Imbera S.A. de C.V.","Imbera","VRD44 HC CZ","VRD44 HC CZ",null,"Vertical Transparent Door Refrigerator","Vertical","Reach-in","Automatic",2,0,2,"Hinged",40.26,40.26,0,78.540000000000006,30.11,47.24,2.92,"R-290","2015-02-27","2020-09-02","United States, Canada","ES_1091577_VRD44 HC CZ_09022020201206_7526657"]
[2290451,"Innovative DisplayWorks, Inc.","IDW","G-77-N23EB","G-77-N23EB",null,"Horizontal Transparent Door Refrigerator","Chest","Reach-in","Manual",1,0,1,"Hinged",2.77,2.77,0,33.03,22.44,22.44,0.4,"R-600a","2017-02-01","2017-02-09","United States","ES_1092963_G-77-N23EB_02072017135412_4701959"]
[2299115,"Innovative DisplayWorks, Inc.","IDW","G-BABY-C234B","G-BABY-C234B",null,"Vertical Transparent Door Refrigerator","Vertical","Reach-in","Automatic",1,0,1,"Hinged",0.83,0.83,0,24.4,13.2,17.5,0.41,"R-600a","2017-07-01","2017-07-06","United States, Canada","ES_1092963_G-BABY-C234B_07052017132832_3342401"]
[2296046,"Innovative DisplayWorks, Inc.","IDW","Commercial refrigerators","GCG-10-F334B",null,"Vertical Transparent Door Refrigerator","Vertical","Bottle Cooler","Automatic",1,0,1,"Hinged",9.3000000000000007,9.3000000000000007,0,54.8,25,24.29,1.0900000000000001,"R-290","2017-05-12","2017-05-12","United States","ES_1092963_GCG-10-F334B_05152017035628_0588332"]
[2322896,"Innovative DisplayWorks, Inc.","IDW","Commercial refrigerators","GCG-10-F934B",null,"Vertical Transparent Door Refrigerator","Vertical","Bottle Cooler","Automatic",1,0,1,"Hinged",9.2899999999999991,9.2899999999999991,0,54.8,25,24.29,1.29,"R-290","2018-07-15","2018-07-18","United States","ES_1092963_GCG-10-F934B_07182018065801_7081049"]
[2296045,"Innovative DisplayWorks, Inc.","IDW","Commercial refrigerators","GCG-12-F334B",null,"Vertical Transparent Door Refrigerator","Vertical","Bottle Cooler","Automatic",1,0,1,"Hinged",11.44,11.44,0,63.94,25,24.29,1.36,"R-290","2017-05-12","2018-11-07","United States","ES_1092963_GCG-12-F334B_05152017035543_0543989"]
[2323222,"Innovative DisplayWorks, Inc.","IDW","Commercial refrigerators","GCG-12-F934B",null,"Vertical Transparent Door Refrigerator","Vertical","Bottle Cooler","Automatic",1,0,1,"Hinged",11.44,11.44,0,63.94,25,24.29,1.48,"R-290","2018-07-15","2018-07-25","United States","ES_1092963_GCG-12-F934B_07232018085908_6348941"]
[2296051,"Innovative DisplayWorks, Inc.","IDW","Commercial refrigerators","GCG-26-C334B",null,"Vertical Transparent Door Refrigerator","Vertical","Bottle Cooler","Automatic",1,0,1,"Hinged",22.6,22.6,0,79.02,30.2,30.24,1.72,"R-290","2017-05-15","2017-05-15","United States","ES_1092963_GCG-26-C334B_05152017090446_9086818"]
[2323280,"Innovative DisplayWorks, Inc.","IDW","Commercial refrigerators","GCG-26-C934B",null,"Vertical Transparent Door Refrigerator","Vertical","Bottle Cooler","Automatic",1,0,1,"Hinged",22.28,22.28,0,79.02,30.2,30.24,2.15,"R-290","2018-07-15","2018-07-25","United States","ES_1092963_GCG-26-C934B_07252018092429_0669697"]
[2295771,"Innovative DisplayWorks, Inc.","IDW","Commercial refrigerators","GCG-7-F334B",null,"Vertical Transparent Door Refrigerator","Vertical","Bottle Cooler","Automatic",1,0,1,"Hinged",5.5,5.5,0,37.090000000000003,21.38,25.04,0.77,"R-290","2017-05-11","2017-05-11","United States","ES_1092963_GCG-7-F334B_05112017073850_8330712"]
[2308883,"Innovative DisplayWorks, Inc.","IDW","Commercial refrigerators","GCG-7-F934B",null,"Vertical Transparent Door Refrigerator","Vertical","Bottle Cooler","Automatic",1,0,1,"Hinged",5.5,5.5,0,37.090000000000003,21.38,25.04,0.81,"R-290","2018-01-05","2017-01-08","United States","ES_1092963_GCG-7-F934B_01092018054813_6893081"]
[2356098,"Innovative DisplayWorks, Inc.","IDW","Commercial refrigerators","GCG-9.5-N934B",null,"Vertical Transparent Door Refrigerator","Vertical","Bottle Cooler","Automatic",1,0,1,"Hinged",9.4,9.4,0,75.83,20.04,21.02,1.26,"R-290","2020-03-01","2020-03-10","United States, Canada","ES_1092963_GCG-9.5-N934B_03102020065309_3189137"]
[2295772,"Innovative DisplayWorks, Inc.","IDW","Commercial refrigerators","GCG-9-N334B",null,"Vertical Transparent Door Refrigerator","Vertical","Bottle Cooler","Automatic",1,0,1,"Hinged",7.2,7.2,0,62.99,20,20.98,0.94,"R-290","2017-05-11","2017-05-11","United States","ES_1092963_GCG-9-N334B_05112017075133_9093388"]
[2308884,"Innovative DisplayWorks, Inc.","IDW","Commercial refrigerators","GCG-9-N934B",null,"Vertical Transparent Door Refrigerator","Vertical","Bottle Cooler","Automatic",1,0,1,"Hinged",7.2,7.2,0,62.99,20,20.98,0.99,"R-290","2018-01-05","2017-01-08","United States","ES_1092963_GCG-9-N934B_01092018065544_0944411"]
[2298265,"Innovative DisplayWorks, Inc.","IDW","GS-1","GS-1",null,"Vertical Transparent Door Refrigerator","Vertical","Merchandiser","Manual",1,0,1,"Hinged",0.9,0.9,0,18,14,16,0.53,"R-600a","2017-05-30","2016-06-21","United States, Canada","ES_1092963_GS-1_06232017174340_9820902"]
[2298268,"Innovative DisplayWorks, Inc.","IDW","GS-1.5","GS-1.5",null,"Vertical Transparent Door Refrigerator","Vertical","Merchandiser","Manual",1,0,1,"Hinged",1.03,1.03,0,20,14.5,16.5,0.49,"R-600a","2017-05-30","2018-02-19","United States, Canada","ES_1092963_GS-1.5_06232017181906_1946658"]
[2298284,"Innovative DisplayWorks, Inc.","IDW","GS-2.5","GS-2.5",null,"Vertical Transparent Door Refrigerator","Vertical","Merchandiser","Manual",1,0,1,"Hinged",2.4500000000000002,2.4500000000000002,0,26.06,18.2,19.88,0.6,"R-600a","2017-05-30","2018-01-08","United States, Canada","ES_1092963_GS-2.5_06232017192846_6126292"]
[2366602,"Innovative DisplayWorks, Inc.","IDW","GS-2.5SS-*234B","GS-2.5SS-*234B",null,"Vertical Transparent Door Refrigerator","Vertical","Reach-in","Manual",1,0,1,"Hinged",2.34,2.4500000000000002,0,26.06,18.190000000000001,19.88,0.6,"R-600a","2017-05-30","2020-10-02","United States, Canada","ES_1092963_GS-2.5SS-*234B_10022020172624_9584371"]
[2302262,"Innovative DisplayWorks, Inc.","IDW","GS-2-N23EB","GS-2-N23EB",null,"Vertical Transparent Door Refrigerator","Vertical","Merchandiser","Manual",1,0,1,"Hinged",2.27,2.27,0,25.87,17,20,0.54,"R-600a","2017-09-01","2017-08-17","United States, Canada","ES_1092963_GS-2-N23EB_08182017142748_6468937"]
[2298286,"Innovative DisplayWorks, Inc.","IDW","GS-3","GS-3",null,"Vertical Transparent Door Refrigerator","Vertical","Merchandiser","Manual",1,0,1,"Hinged",3.48,3.48,0,33.75,18.190000000000001,19.88,0.66,"R-600a","2017-05-30","2018-01-08","United States, Canada","ES_1092963_GS-3_06232017195950_7990406"]
[2339010,"Innovative DisplayWorks, Inc.","IDW","GS-5","GS-5",null,"Vertical Transparent Door Refrigerator","Vertical","Reach-in","Manual",1,0,1,"Hinged",5.24,5.24,0,52.25,18,20.25,0.88,"R-600a","2019-08-01","2019-05-28","United States, Canada","ES_1092963_GS-5_05292019155427_5267567"]
[2318765,"Innovative DisplayWorks, Inc.","IDW","GS-5-0234B","GS-5-0234B",null,"Vertical Transparent Door Refrigerator","Vertical","Reach-in","Automatic",1,0,1,"Hinged",5.32,5.32,0,52.52,18.190000000000001,19.96,0.94,"R-600a","2018-04-01","2018-04-20","United States","ES_1092963_GS-5-*234B_04162018093319_5288965"]
[2337260,"Innovative DisplayWorks, Inc.","IDW","Commercial refrigerators","GVG-10-FBV934B",null,"Vertical Transparent Door Refrigerator","Vertical","Bottle Cooler","Automatic",1,0,1,"Hinged",9.2899999999999991,9.2899999999999991,0,54.8,25,24.29,1.28,"R-290","2019-04-23","2019-04-25","United States","ES_1092963_GVG-10-FBV934B_04262019031443_8483358"]
[2337261,"Innovative DisplayWorks, Inc.","IDW","Commercial refrigerators","GVG-10-FV934B",null,"Vertical Transparent Door Refrigerator","Vertical","Bottle Cooler","Automatic",1,0,1,"Hinged",9.2899999999999991,9.2899999999999991,0,54.8,25,24.29,1.28,"R-290","2019-04-23","2019-04-25","United States","ES_1092963_GVG-10-FV934B_04262019031423_8463847"]
[2365416,"Imbera S.A. de C.V.","Imbera","VRD50 HC CZ","VRD50 HC CZ",null,"Vertical Transparent Door Refrigerator","Vertical","Reach-in","Automatic",2,0,2,"Hinged",45.16,45.16,0,80.709999999999994,29.53,54.13,3.04,"R-290","2015-02-27","2020-09-02","United States, Canada","ES_1091577_VRD50 HC CZ_09022020211919_1559567"]
[2330048,"Imbera S.A. de C.V.","Imbera, Pro-Kold","VC16-H2S","VC16-H2S",null,"Vertical Solid Door Refrigerator","Vertical","Reach-in","Automatic",0,1,1,"Hinged",22.8,0,22.8,83.5,28,34,1.75,"R-290","2018-09-19","2018-11-16","United States, Canada","ES_1091577_VC16-H2S_11202018151126_6686404"]
[2340077,"Imbera S.A. de C.V.","Pro-Kold","EVC09 HC","EVC09 HC",null,"Vertical Transparent Door Refrigerator","Vertical","Reach-in","Automatic",1,0,1,"Hinged",7.17,7.17,0,61.5,20,21.8,1.05,"R-600a","2019-08-01","2019-06-19","United States, Canada","ES_1091577_EVC09 HC_06192019174400_6240519"]
[2350556,"Imbera S.A. de C.V.","Pro-Kold","G372 HC","G372 HC",null,"Vertical Transparent Door Refrigerator","Vertical","Reach-in","Automatic",3,0,3,"Hinged",66.3,66.3,0,80.03,31.61,78.739999999999995,5.09,"R-290","2020-01-30","2019-12-02","United States, Canada","ES_1091577_G372 HC_12022019172843_7723110"]
[2330024,"Imbera S.A. de C.V.","Pro-Kold","VC-12-H2-G1","VC-12-H2-G1",null,"Vertical Transparent Door Refrigerator","Vertical","Reach-in","Manual",1,0,1,"Hinged",11.5,11.5,0,64,25,23,1.46,"R-290","2016-12-31","2018-11-16","United States, Canada","ES_1091577_VC-12-H2-G1_11192018192153_5313755"]
[2330026,"Imbera S.A. de C.V.","Pro-Kold","VC-23-H2-G1","VC-23-H2-G1",null,"Vertical Transparent Door Refrigerator","Vertical","Reach-in","Manual",1,0,1,"Hinged",19.2,19.2,0,81.7,29.5,23.6,1.82,"R-290","2017-01-18","2018-11-16","United States, Canada","ES_1091577_VC-23-H2-G1_11192018193724_6244006"]
[2330527,"Imbera S.A. de C.V.","Pro-Kold","VC31-H2S2","VC31-H2S2",null,"Vertical Solid Door Refrigerator","Vertical","Reach-in","Automatic",0,2,2,"Hinged",47.6,0,47.6,83.5,34,53,2.5099999999999998,"R-290","2018-09-19","2018-11-30","United States, Canada","ES_1091577_VC31-H2S2_11302018201026_8626149"]
[2330030,"Imbera S.A. de C.V.","Pro-Kold","VC-43-H2-G2","VC-43-H2-G2",null,"Vertical Transparent Door Refrigerator","Vertical","Reach-in","Manual",2,0,2,"Hinged",37.42,37.42,0,77.599999999999994,47,27.7,3.12,"R-290","2017-02-08","2018-11-16","United States, Canada","ES_1091577_VC-43-H2-G2_11192018195708_7428477"]
[2330031,"Imbera S.A. de C.V.","Pro-Kold","VC-49-H2-G2","VC-49-H2-G2",null,"Vertical Transparent Door Refrigerator","Vertical","Reach-in","Manual",2,0,2,"Hinged",41.66,41.66,0,79,54,29.5,3.29,"R-290","2017-01-12","2018-11-16","United States, Canada","ES_1091577_VC-49-H2-G2_11192018200021_7621474"]
[2341582,"Imbera S.A. de C.V.","Pro-Kold","VR11 CZ HC","VR11 CZ HC",null,"Vertical Transparent Door Refrigerator","Vertical","Reach-in","Automatic",1,0,1,"Hinged",10.199999999999999,10.199999999999999,0,54.3,22,25,1.34,"R-290","2019-08-01","2019-07-24","United States, Canada","ES_1091577_VR11 CZ HC_07242019182659_2819903"]
[2341585,"Imbera S.A. de C.V.","Pro-Kold","VR13 CZ HC","VR13 CZ HC",null,"Vertical Transparent Door Refrigerator","Vertical","Reach-in","Automatic",1,0,1,"Hinged",11.7,11.7,0,64,22.8,25,1.49,"R-290","2019-08-01","2019-07-24","United States, Canada","ES_1091577_VR13 CZ HC_07242019183912_3552801"]
[2340942,"Imbera S.A. de C.V.","Pro-Kold","VR27 CZ HC","VR27 CZ HC",null,"Vertical Transparent Door Refrigerator","Vertical","Reach-in","Automatic",1,0,1,"Hinged",27.8,27.8,0,79,35,29.9,2.4500000000000002,"R-290","2019-08-01","2019-07-08","United States, Canada","ES_1091577_VR27 CZ HC_07082019181522_9722987"]
[2367567,"Imbera S.A. de C.V.","Pro-Kold","VRD26 HC","VRD26 HC",null,"Vertical Transparent Door Refrigerator","Vertical","Reach-in","Automatic",2,0,2,"Hinged",25.69,25.69,0,80,26,39,2.37,"R-290","2020-05-29","2020-10-19","United States, Canada","ES_1091577_VRD26 HC_10192020171507_7707704"]
[2365415,"Imbera S.A. de C.V.","Pro-Kold","VRD44 HC CZ","VRD44 HC CZ",null,"Vertical Transparent Door Refrigerator","Vertical","Reach-in","Automatic",2,0,2,"Hinged",40.26,40.26,0,78.540000000000006,30.11,47.24,2.92,"R-290","2015-02-27","2020-09-02","United States, Canada","ES_1091577_VRD44 HC CZ_09022020211451_1291068"]
[2365417,"Imbera S.A. de C.V.","Pro-Kold","VRD50 HC CZ","VRD50 HC CZ",null,"Vertical Transparent Door Refrigerator","Vertical","Reach-in","Automatic",2,0,2,"Hinged",45.16,45.16,0,80.709999999999994,29.53,54.13,3.04,"R-290","2015-02-27","2020-09-02","United States, Canada","ES_1091577_VRD50 HC CZ_09022020212140_1700883"]
[2310848,"Innovative DisplayWorks, Inc.","IDW","CC-3","CC-3",null,"Vertical Transparent Door Refrigerator","Vertical","Reach-in","Automatic",1,0,1,"Hinged",3.34,3.34,0,37,19,24,0.57999999999999996,"R-600a","2018-02-01","2018-02-12","United States, Canada","ES_1092963_CC-3_02082018161155_2912256"]
[2302260,"Innovative DisplayWorks, Inc.","IDW","G-2C-23EB","G-2C-23EB",null,"Vertical Transparent Door Refrigerator","Vertical","Merchandiser","Manual",1,0,1,"Hinged",2.0499999999999998,2.0499999999999998,0,30,17.190000000000001,19.559999999999999,0.6,"R-600a","2017-09-01","2017-08-17","United States, Canada","ES_1092963_G-2C-23EB_08182017140407_5047291"]
[2337422,"Innovative DisplayWorks, Inc.","IDW","G-4.35SS","G-4.35SS",null,"Vertical Transparent Door Refrigerator","Vertical","Reach-in","Manual",1,0,1,"Hinged",4.7,4.7,0,33.28,21.42,23.62,0.72,"R-600a","2019-04-18","2019-04-28","United States","ES_1092963_G-4.35SS_04152019160921_3428460"]
[2337615,"Innovative DisplayWorks, Inc.","IDW","G-5-0A34B","G-5-0A34B",null,"Vertical Transparent Door Refrigerator","Vertical","Reach-in","Manual",1,0,1,"Hinged",5.32,5.32,0,52.52,18.190000000000001,19.96,0.91,"R-600a","2019-04-11","2019-05-02","United States","ES_1092963_G-5-0A34B_04242019155026_8881036"]
[2316408,"Innovative DisplayWorks, Inc.","IDW","G-60e","G-60e",null,"Horizontal Transparent Door Refrigerator","Chest","Reach-in","Automatic",1,0,1,"Hinged",5,5,0,37,32,19,0.44,"R-600a","2018-03-01","2018-03-29","United States","ES_1092963_G-60e_03272018152001_5422632"]
[2299114,"Innovative DisplayWorks, Inc.","IDW","G-6-C234B","G-6-C234B",null,"Vertical Transparent Door Refrigerator","Vertical","Reach-in","Automatic",1,0,1,"Hinged",3.69,3.69,0,36.4,21.9,21.1,0.64,"R-600a","2017-07-01","2017-07-06","United States, Canada","ES_1092963_G-6-C234B_07052017132130_238305"]
[2309036,"Innovative DisplayWorks, Inc.","IDW","G-77","G-77",null,"Horizontal Transparent Door Refrigerator","Chest","Merchandiser","Manual",1,0,1,"Hinged",2.8,2.8,0,33,22.5,22.5,0.35,"R-600a","2018-01-05","2018-01-08","United States, Canada","ES_1092963_G-77_01112018161722_7442193"]
[2355366,"Habco Manufacturing Inc.","HABCO","SE46HCSX","SE46HCSX",null,"Vertical Solid Door Refrigerator","Vertical","Reach-in","Automatic",0,1,1,"Hinged",36.72,0,36.72,78,47.5,31,2.36,"R-290","2020-03-01","2020-02-26","United States, Canada","ES_1105712_SE46HCSX_02282020215754_7074048"]
[2355291,"Hoshizaki America, Inc.","Hoshizaki","ER1A-FS","ER1A-FS",null,"Vertical Solid Door Refrigerator","Vertical","Reach-in","Automatic",0,1,1,"Hinged",17.8,0,17.8,80,27,29.63,1.19,"R-290","2019-09-26","2020-02-27","United States, Canada","ES_1003024_ER1A-FS_02272020173700_5020930"]
[2355292,"Hoshizaki America, Inc.","Hoshizaki","ER2A-FS","ER2A-FS",null,"Vertical Solid Door Refrigerator","Vertical","Reach-in","Automatic",0,1,1,"Hinged",38.61,0,38.61,78,54.38,29.63,2.1,"R-290","2019-09-26","2020-02-27","United States, Canada","ES_1003024_ER2A-FS_02272020173727_5047669"]
[2362589,"Hoshizaki America, Inc.","Hoshizaki","EUR27A","EUR27A",null,"Vertical Solid Door Refrigerator","Vertical","Reach-in","Automatic",0,1,1,"Hinged",6.33,0,6.33,33.75,26.75,30,0.95,"R-290","2020-04-30","2020-07-07","United States, Canada","ES_1003024_EUR27A_07092020204935_7775964"]
[2362590,"Hoshizaki America, Inc.","Hoshizaki","EUR48A","EUR48A",null,"Vertical Solid Door Refrigerator","Vertical","Reach-in","Automatic",0,1,1,"Hinged",12.09,0,12.09,33.75,47.75,30.13,1.21,"R-290","2020-03-31","2020-07-07","United States, Canada","ES_1003024_EUR48A_07102020010303_2983468"]
[2307145,"Hoshizaki America, Inc.","Hoshizaki","HR24B","HR24B",null,"Vertical Solid Door Refrigerator","Vertical","Under-counter Unit","Automatic",0,1,1,"Hinged",3.7,0,3.7,31.7,23.5,24.5,0.51,"R-600a","2017-10-20","2017-11-30","United States, Canada","ES_1003024_HR24B_11302017183603_6963216"]
[2338957,"Hoshizaki America, Inc.","Hoshizaki","HR24C","HR24C",null,"Vertical Solid Door Refrigerator","Vertical","Reach-in","Automatic",0,1,1,"Hinged",3.93,0,3.93,32,23.25,24.75,0.64,"R-600a","2019-01-08","2020-06-22","United States, Canada","ES_1082809_HR24C_05272019172847_8127728"]
[2364219,"Hoshizaki America, Inc.","Hoshizaki","HR24C-G","HR24C-G",null,"Vertical Transparent Door Refrigerator","Vertical","Reach-in","Automatic",1,0,1,"Hinged",3.93,3.93,0,32,23.25,24.75,0.66,"R-600a","2019-05-19","2020-07-22","United States, Canada","ES_1082809_HR24C-G_07222020195841_7921807"]
[2345915,"Hoshizaki America, Inc.","Hoshizaki","PT1A-FS-FS","PT1A-FS-FS",null,"Vertical Solid Door Refrigerator","Vertical","Pass-through","Automatic",0,2,2,"Hinged",24.2,0,24.2,80,27.5,34,1.29,"R-290","2019-08-08","2019-09-05","United States, Canada","ES_1003024_PT1A-FS-FS_09052019113853_3533083"]
[2345916,"Hoshizaki America, Inc.","Hoshizaki","PT1A-HS-HS","PT1A-HS-HS",null,"Vertical Solid Door Refrigerator","Vertical","Pass-through","Automatic",0,4,4,"Hinged",24.2,0,24.2,80,27.5,34,1.29,"R-290","2019-08-08","2019-09-05","United States, Canada","ES_1003024_PT1A-HS-HS_09052019113904_3544847"]
[2332237,"Hoshizaki America, Inc.","Hoshizaki","R1A-HS","R1A-HS",null,"Vertical Solid Door Refrigerator","Vertical","Reach-in","Automatic",0,2,2,"Hinged",23.11,0,23.11,79.5,27.5,33.5,1.33,"R-290","2018-12-01","2018-12-28","United States, Canada","ES_1003024_R1A-HS_12292018000958_2198726"]
[2337947,"Hoshizaki America, Inc.","Hoshizaki","R3A-FG","R3A-FG",null,"Vertical Transparent Door Refrigerator","Vertical","Reach-in","Automatic",3,0,3,"Hinged",79.03,79.03,0,85,83,34,6.5,"R-290","2019-04-19","2019-05-08","United States, Canada","ES_1003024_R3A-FG_05092019152547_5547917"]
[2337948,"Hoshizaki America, Inc.","Hoshizaki","R3A-HG","R3A-HG",null,"Vertical Transparent Door Refrigerator","Vertical","Reach-in","Automatic",6,0,6,"Hinged",79.03,79.03,0,85,83,34,6.5,"R-290","2019-04-19","2019-05-08","United States, Canada","ES_1003024_R3A-HG_05092019152334_5414337"]
[2326596,"Hoshizaki America, Inc.","Hoshizaki","UR27A","UR27A",null,"Vertical Solid Door Refrigerator","Vertical","Under-counter Unit","Automatic",0,1,1,"Hinged",6.22,0,6.22,32,27,30,0.63,"R-290","2018-09-19","2018-09-27","United States, Canada","ES_1003024_UR27A_09302018203100_9460838"]
[2326602,"Hoshizaki America, Inc.","Hoshizaki","UR27A-GLP01","UR27A-GLP01",null,"Vertical Transparent Door Refrigerator","Vertical","Under-counter Unit","Automatic",1,0,1,"Hinged",6.22,6.22,0,32,27,32.5,0.86,"R-290","2018-09-19","2018-09-27","United States, Canada","ES_1003024_UR27A-GLP01_09302018214935_4175981"]
[2367243,"Hoshizaki America, Inc.","Hoshizaki","UR27B","UR27B",null,"Vertical Solid Door Refrigerator","Vertical","Under-counter Unit","Automatic",0,1,1,"Hinged",6.21,0,6.21,34,27,30,0.65,"R-290","2020-08-07","2020-10-12","United States, Canada","ES_1003024_UR27B_10122020185117_8677335"]
[2326597,"Hoshizaki America, Inc.","Hoshizaki","UR36A","UR36A",null,"Vertical Solid Door Refrigerator","Vertical","Under-counter Unit","Automatic",0,1,1,"Hinged",8.6999999999999993,0,8.6999999999999993,34,36,30,0.54,"R-290","2018-09-19","2018-09-27","United States, Canada","ES_1003024_UR36A_09302018205131_0691631"]
[2361768,"Hoshizaki America, Inc.","Hoshizaki","UR36B","UR36B",null,"Vertical Solid Door Refrigerator","Vertical","Under-counter Unit","Automatic",0,1,1,"Hinged",8.64,0,8.64,34,36,30,0.69,"R-290","2020-05-14","2020-06-17","United States, Canada","ES_1003024_UR36B_06172020193038_2238864"]
[2326598,"Hoshizaki America, Inc.","Hoshizaki","UR48A","UR48A",null,"Vertical Solid Door Refrigerator","Vertical","Under-counter Unit","Automatic",0,2,2,"Hinged",12,0,12,34,48,30,0.82,"R-290","2018-09-19","2018-09-27","United States, Canada","ES_1003024_UR48A_09302018210145_1305362"]
[2326603,"Hoshizaki America, Inc.","Hoshizaki","UR48A-GLP01","UR48A-GLP01",null,"Vertical Transparent Door Refrigerator","Vertical","Under-counter Unit","Automatic",2,0,2,"Hinged",12,12,0,32,48,32.5,1.1499999999999999,"R-290","2018-09-19","2018-09-27","United States, Canada","ES_1003024_UR48A-GLP01_09302018215511_4511127"]
[2348779,"Electrolux Professional","Kelvinator Commercial","KCHUCWT27R","KCHUCWT27R",null,"Vertical Transparent Door Refrigerator","Vertical","Under-counter Unit","Automatic",0,1,1,"Hinged",5.4,0,5.4,35.549999999999997,27.76,29.92,0.99,"R-600a","2019-01-07","2019-10-17","United States, Canada","ES_1082677_KCHUCWT27R_10212019024753_6073631"]
[2348780,"Electrolux Professional","Kelvinator Commercial","KCHUCWT48R","KCHUCWT48R",null,"Vertical Transparent Door Refrigerator","Vertical","Under-counter Unit","Automatic",0,2,2,"Hinged",10.1,0,10.1,35.549999999999997,48.19,29.92,1.0900000000000001,"R-600a","2019-01-08","2019-10-17","United States, Canada","ES_1082677_KCHUCWT48R_10212019132910_4550242"]
[2348781,"Electrolux Professional","Kelvinator Commercial","KCHUCWT60R","KCHUCWT60R",null,"Vertical Transparent Door Refrigerator","Vertical","Under-counter Unit","Automatic",0,2,2,"Hinged",13.2,0,13.2,35.549999999999997,61.22,29.92,1.19,"R-600a","2019-01-09","2019-10-17","United States, Canada","ES_1082677_KCHUCWT60R_10212019134805_5685751"]
[2286992,"Entree LLC","California Cooking","Commercial refrigerator","CR1-S-ES",null,"Vertical Solid Door Refrigerator","Vertical","Bottle Cooler","Automatic",0,1,1,"Hinged",17.7,0,17.7,82.68,26.77,32.68,1.35,"R-134a","2016-12-20","2016-12-25","United States, Canada","ES_1127055_CR1-S-ES_12272016021202_4722936"]
[2287037,"Entree LLC","California Cooking","Commercial refrigerator","CR2-S-ES",null,"Vertical Solid Door Refrigerator","Vertical","Bottle Cooler","Automatic",0,1,1,"Hinged",41.6,0,41.6,82.68,53.94,32.68,2.75,"R-134a","2016-12-20","2016-12-25","United States, Canada","ES_1127055_CR2-S-ES_12272016043444_3284079"]
[2332135,"Entree LLC","Centaur Plus","Commercial refrigerator","CGD‐1DR‐23",null,"Vertical Solid Door Refrigerator","Vertical","Bottle Cooler","Automatic",1,0,1,"Hinged",18.899999999999999,18.899999999999999,0,79.489999999999995,26.77,31.89,1.95,"R-290","2018-12-14","2018-12-18","United States, Canada","ES_1127055_CGD‐1DR‐23_12262018093749_7069430"]
[2332136,"Entree LLC","Centaur Plus","Commercial refrigerator","CGD‐2DR‐48",null,"Vertical Solid Door Refrigerator","Vertical","Bottle Cooler","Automatic",2,0,2,"Hinged",43.4,43.4,0,79.489999999999995,53.94,31.89,3.45,"R-290","2018-12-14","2018-12-18","United States, Canada","ES_1127055_CGD‐2DR‐48_12262018094112_7272936"]
[2286990,"Entree LLC","Centaur Plus","Commercial storage refrigerator","CSD-1DR-BAL-ES",null,"Vertical Solid Door Refrigerator","Vertical","Bottle Cooler","Automatic",0,1,1,"Hinged",17.7,0,17.7,82.68,26.77,32.68,1.35,"R-134a","2012-05-30","2016-12-25","United States, Canada","ES_1105798_SHANDONG HONGTAI ELECTRICAL APPLIANCE CO LTD (462997) | CSD-1DR-BAL-ES_10082012183712_1432012"]
[2332128,"Entree LLC","Centaur Plus","Commercial refrigerator","CSD‐1DR‐TSI‐ES",null,"Vertical Solid Door Refrigerator","Vertical","Bottle Cooler","Automatic",0,1,1,"Hinged",18.100000000000001,0,18.100000000000001,82.68,26.77,32.68,0.83,"R-290","2018-12-14","2018-12-18","United States, Canada","ES_1127055_CSD‐1DR‐TSI‐ES_12262018084534_3934193"]
[2332129,"Entree LLC","Centaur Plus","Commercial refrigerator","CSD‐2DR‐BAL‐ES",null,"Vertical Solid Door Refrigerator","Vertical","Bottle Cooler","Automatic",0,2,2,"Hinged",41.6,0,41.6,82.68,53.94,32.68,1.95,"R-290","2018-12-14","2018-12-18","United States, Canada","ES_1127055_CSD‐2DR‐BAL‐ES_12262018085039_4239204"]
[2332130,"Entree LLC","Centaur Plus","Commercial refrigerator","CSD‐2DR‐TSI‐ES",null,"Vertical Solid Door Refrigerator","Vertical","Bottle Cooler","Automatic",0,2,2,"Hinged",42.5,0,42.5,82.68,53.94,32.68,1.95,"R-290","2018-12-14","2018-12-18","United States, Canada","ES_1127055_CSD‐2DR‐TSI‐ES_12262018085948_4788762"]
[2332138,"Entree LLC","ENTRÉE","Commercial refrigerator","CR1-TSI-ES",null,"Vertical Solid Door Refrigerator","Vertical","Bottle Cooler","Automatic",0,1,1,"Hinged",18.100000000000001,0,18.100000000000001,82.68,26.77,32.68,1.35,"R-290","2018-12-14","2018-12-25","United States, Canada","ES_1127055_CR1-TSI-ES_12262018101309_9189808"]
[2332140,"Entree LLC","ENTRÉE","Commercial refrigerator","CR2-TSI-ES",null,"Vertical Solid Door Refrigerator","Vertical","Bottle Cooler","Automatic",0,2,2,"Hinged",42.5,0,42.5,82.68,53.94,32.68,1.95,"R-290","2018-12-14","2018-12-25","United States, Canada","ES_1127055_CR2-TSI-ES_12282018025428_5668892"]
[2332145,"Entree LLC","ENTRÉE","Commercial refrigerator","EGD‐1DR‐23",null,"Vertical Solid Door Refrigerator","Vertical","Bottle Cooler","Automatic",1,0,1,"Hinged",18.899999999999999,18.899999999999999,0,79.489999999999995,26.77,31.89,1.95,"R-290","2018-12-14","2018-12-25","United States, Canada","ES_1127055_EGD‐1DR‐23_12282018040503_9903903"]
[2332146,"Entree LLC","ENTRÉE","Commercial refrigerator","EGD‐2DR‐48",null,"Vertical Solid Door Refrigerator","Vertical","Bottle Cooler","Automatic",2,0,2,"Hinged",43.4,43.4,0,79.489999999999995,53.94,31.89,3.45,"R-290","2018-12-14","2018-12-25","United States, Canada","ES_1127055_EGD‐2DR‐48_12282018041311_0391545"]
[2294708,"Felix Storch, Inc.","Summit","SPR627OS","SPR627OS",null,"Vertical Solid Door Refrigerator","Vertical","Reach-in","Automatic",0,1,1,"Hinged",4.72,0,4.72,34,23.63,23.5,0.32,"R-600a","2014-01-01","2017-04-21","United States, Canada","ES_92282_SPR627OS_08122015213405_5245314"]
[2294709,"Felix Storch, Inc.","Summit Classic Collection","SPR627OS","SPR627OS",null,"Vertical Solid Door Refrigerator","Vertical","Reach-in","Automatic",0,1,1,"Hinged",4.72,0,4.72,34,23.63,23.5,0.32,"R-600a","2014-01-01","2017-04-21","United States, Canada","ES_92282_SPR627OS_04212017164750_3270293"]
[2294647,"Felix Storch, Inc.","Summit Commercial","SCR1156","SCR1156",null,"Vertical Transparent Door Refrigerator","Vertical","Reach-in","Automatic",1,0,1,"Hinged",9.58,9.58,0,58.38,23.63,22.88,1.28,"R-600a","2014-01-01","2017-04-20","United States, Canada","ES_92282_SCR1156_08122015213850_5530804"]
[2294779,"Felix Storch, Inc.","Summit Commercial","SCR610BL","SCR610BL",null,"Vertical Transparent Door Refrigerator","Vertical","Reach-in","Automatic",1,0,1,"Hinged",5.0599999999999996,5.0599999999999996,0,34,23.63,23.5,0.76,"R-600a","2014-01-01","2017-04-20","United States, Canada","ES_92282_SCR610BL_08122015214316_5796027"]
[2294710,"Felix Storch, Inc.","Summit Professional","SPR627OS","SPR627OS",null,"Vertical Solid Door Refrigerator","Vertical","Reach-in","Automatic",0,1,1,"Hinged",4.72,0,4.72,34,23.63,23.5,0.32,"R-600a","2014-01-01","2017-04-21","United States, Canada","ES_92282_SPR627OS_04212017164714_3234565"]
[2355285,"Fogel de Centroamerica S.A.","Fogel","CR-20-A-SA-HC","CR-20-A-SA-HC",null,"Vertical Solid Door Refrigerator","Vertical","Reach-in","Automatic",0,1,1,"Hinged",17.8,0,17.8,80,27,29.63,1.19,"R-290","2019-09-26","2020-02-26","United States, Canada","ES_1082809_CR-20-A-SA-HC_02272020170608_3168393"]
[2355286,"Fogel de Centroamerica S.A.","Fogel","CR-20-A-SA-HC-HO","CR-20-A-SA-HC-HO",null,"Vertical Solid Door Refrigerator","Vertical","Reach-in","Automatic",0,1,1,"Hinged",17.8,0,17.8,80,27,29.63,1.19,"R-290","2019-09-26","2020-02-26","United States, Canada","ES_1082809_CR-20-A-SA-HO_02272020171024_3424672"]
[2355287,"Fogel de Centroamerica S.A.","Fogel","CR-20-A-SA-HC-US","CR-20-A-SA-HC-US",null,"Vertical Solid Door Refrigerator","Vertical","Reach-in","Automatic",0,1,1,"Hinged",17.8,0,17.8,80,27,29.63,1.19,"R-290","2019-09-26","2020-02-26","United States, Canada","ES_1082809_CR-20-A-SA-US_02272020171111_3471226"]
[2355288,"Fogel de Centroamerica S.A.","Fogel","CR-43-A-SA-HC","CR-43-A-SA-HC",null,"Vertical Solid Door Refrigerator","Vertical","Reach-in","Automatic",0,1,1,"Hinged",38.61,0,38.61,78,54.38,29.63,2.1,"R-290","2019-09-26","2020-02-26","United States, Canada","ES_1082809_CR-43-A-SA-HC_02272020172605_4365292"]
[2355289,"Fogel de Centroamerica S.A.","Fogel","CR-43-A-SA-HC-HO","CR-43-A-SA-HC-HO",null,"Vertical Solid Door Refrigerator","Vertical","Reach-in","Automatic",0,1,1,"Hinged",38.61,0,38.61,78,54.38,29.63,2.1,"R-290","2019-09-26","2020-02-26","United States, Canada","ES_1082809_CR-43-A-SA-HO_02272020173023_4623937"]
[2355290,"Fogel de Centroamerica S.A.","Fogel","CR-43-A-SA-HC-US","CR-43-A-SA-HC-US",null,"Vertical Solid Door Refrigerator","Vertical","Reach-in","Automatic",0,1,1,"Hinged",38.61,0,38.61,78,54.38,29.63,2.1,"R-290","2019-09-26","2020-02-26","United States, Canada","ES_1082809_CR-43-A-SA-US_02272020173051_4651758"]
[2324857,"Fogel de Centroamerica S.A.","Fogel","CR-65-HC-US","CR-65-HC-US",null,"Vertical Transparent Door Refrigerator","Vertical","Reach-in","Automatic",3,0,3,"Hinged",56.05,56.05,0,78,78,29.5,4.58,"R-290","2018-10-01","2018-08-24","United States, Canada","ES_1082809_CR-65-HC-US_08272018181840_3920395"]
[2361979,"Fogel de Centroamerica S.A.","Fogel","HR24C","HR24C",null,"Vertical Solid Door Refrigerator","Vertical","Reach-in","Automatic",0,1,1,"Hinged",3.93,0,3.93,32,23.25,24.75,0.64,"R-600a","2018-10-01","2020-06-22","United States, Canada","ES_1082809_HR24C_06222020161859_2739855"]
[2364217,"Fogel de Centroamerica S.A.","Fogel","HR24-GL","HR24-GL",null,"Vertical Transparent Door Refrigerator","Vertical","Reach-in","Automatic",1,0,1,"Hinged",3.93,3.93,0,32,23.25,24.75,0.66,"R-600a","2019-05-19","2020-07-22","United States, Canada","ES_1082809_HR24-GL_07222020194850_7330391"]
[2362603,"Fogel de Centroamerica S.A.","Fogel","MTR-27","MTR-27",null,"Vertical Solid Door Refrigerator","Vertical","Reach-in","Automatic",0,1,1,"Hinged",6.33,0,6.33,33.75,26.75,30,0.95,"R-290","2020-04-30","2020-07-07","United States, Canada","ES_1082809_MTR-27_07102020172737_2057115"]
[2357413,"Fogel de Centroamerica S.A.","Fogel","MTR-48","MTR-48",null,"Vertical Solid Door Refrigerator","Vertical","Reach-in","Automatic",0,1,1,"Hinged",12.09,0,12.09,33.75,47.75,30.13,1.21,"R-290","2020-03-31","2020-03-31","United States, Canada","ES_1082809_MTR-48_03312020194442_3882752"]
[2330438,"Fogel de Centroamerica S.A.","Fogel","VR-10-HC","VR-10-HC",null,"Vertical Transparent Door Refrigerator","Vertical","Reach-in","Automatic",1,0,1,"Hinged",8.74,8.74,0,54.25,25,24.13,1.1000000000000001,"R-290","2018-10-01","2018-11-30","United States, Canada","ES_1082809_VR-10-HC_11302018153220_1940647"]
[2359767,"MVP Group Corp.","KOOL-IT","KBSR-2_V1","KBSR-2_V1",null,"Vertical Solid Door Refrigerator","Vertical","Reach-in","Automatic",0,2,2,"Hinged",42.7,0,42.7,82.38,54,31,2.0499999999999998,"R-290","2020-06-01","2020-05-14","United States","ES_1092313_KBSR-2_V1_05152020053733_1053090"]
[2335245,"MVP Group Corp.","KOOL-IT","KBSR-3","KBSR-3",null,"Vertical Solid Door Refrigerator","Vertical","Reach-in","Automatic",0,3,3,"Hinged",66.52,0,66.52,82.38,81,31,2.94,"R-290","2019-01-15","2019-03-25","United States, Canada","ES_1092313_KBSR-3_03262019042123_4083022"]
[2335229,"MVP Group Corp.","KOOL-IT","KTSR-1","KTSR-1",null,"Vertical Solid Door Refrigerator","Vertical","Reach-in","Automatic",0,1,1,"Hinged",19.04,0,19.04,81.75,26.75,31,1.06,"R-290","2019-01-15","2019-03-25","United States, Canada","ES_1092313_KTSR-1_03262019042226_4146008"]
[2335249,"MVP Group Corp.","KOOL-IT","KTSR-2","KTSR-2",null,"Vertical Solid Door Refrigerator","Vertical","Reach-in","Automatic",0,2,2,"Hinged",42.85,0,42.85,81.75,54,31,1.66,"R-290","2019-01-15","2019-03-25","United States, Canada","ES_1092313_KTSR-2_03262019042241_4161809"]
[2359770,"MVP Group Corp.","KOOL-IT","KTSR-2_V1","KTSR-2_V1",null,"Vertical Solid Door Refrigerator","Vertical","Reach-in","Automatic",0,2,2,"Hinged",42.85,0,42.85,81.75,54,31,2.2000000000000002,"R-290","2020-06-01","2020-05-14","United States","ES_1092313_KTSR-2_V1_05152020053920_1160344"]
[2287085,"MVP Group Corp.","KOOL-IT","Commercial refrigerator","KUC60-A",null,"Vertical Solid Door Refrigerator","Vertical","Bottle Cooler","Automatic",0,2,2,"Hinged",13.2,0,13.2,35.549999999999997,61.22,29.92,1.19,"R-600a","2016-12-20","2016-12-25","United States, Canada","ES_1092313_KUC60-A_12272016044451_3891432"]
[2295313,"MVP Group Corp.","KOOL-IT","KUCR-27-1","KUCR-27-1",null,"Vertical Solid Door Refrigerator","Vertical","Under-counter Unit","Manual",0,1,1,"Hinged",7.03,0,7.03,35.9,27.5,30,0.59,"R-134a","2014-12-01","2017-05-02","United States, Canada","ES_1092313_KUCR-27-1_12242014015628_6188579"]
[2295314,"MVP Group Corp.","KOOL-IT","KUCR-36-2","KUCR-36-2",null,"Vertical Solid Door Refrigerator","Vertical","Under-counter Unit","Manual",0,2,2,"Hinged",9.5399999999999991,0,9.5399999999999991,35.9,36.4,30,0.77,"R-134a","2014-12-01","2017-05-02","United States, Canada","ES_1092313_KUCR-36-2_12242014015701_6221426"]
[2295315,"MVP Group Corp.","KOOL-IT","KUCR-48-2","KUCR-48-2",null,"Vertical Solid Door Refrigerator","Vertical","Under-counter Unit","Manual",0,2,2,"Hinged",13.13,0,13.13,35.9,48.4,30,0.89,"R-134a","2014-12-01","2017-05-02","United States, Canada","ES_1092313_KUCR-48-2_12242014015717_6237842"]
[2295316,"MVP Group Corp.","KOOL-IT","KUCR-60-2","KUCR-60-2",null,"Vertical Solid Door Refrigerator","Vertical","Under-counter Unit","Manual",0,2,2,"Hinged",16.739999999999998,0,16.739999999999998,35.9,60.4,30,1.1000000000000001,"R-134a","2014-12-01","2017-05-02","United States, Canada","ES_1092313_KUCR-60-2_12242014015736_6256537"]
[2295317,"MVP Group Corp.","KOOL-IT","KUCR-72-3","KUCR-72-3",null,"Vertical Solid Door Refrigerator","Vertical","Under-counter Unit","Manual",0,3,3,"Hinged",20.2,0,20.2,35.9,72.400000000000006,30,1.44,"R-134a","2014-12-01","2017-05-02","United States, Canada","ES_1092313_KUCR-72-3_12242014015814_6294310"]
[2378153,"North American Restaurant Equipment","North American Refrigeration, Precision","A1DC-GR","A1DC-GR",null,"Vertical Solid Door Refrigerator","Vertical","Reach-in","Automatic",0,1,1,"Hinged",19.170000000000002,0,19.170000000000002,84.05,26.97,31.5,1.0900000000000001,"R-290","2017-07-01","2017-08-04","United States, Canada","ES_1143078_A1DC-GR_05142021143404_932733"]
[2378150,"North American Restaurant Equipment","North American Refrigeration, Precision","A1GDC-GR1GDC-GR-W1GDC-GR-B","A1GDC-GR1GDC-GR-W1GDC-GR-B",null,"Vertical Transparent Door Refrigerator","Vertical","Reach-in","Automatic",1,0,1,"Hinged",19.38,19.38,0,81.180000000000007,26.96,31.49,1.72,"R-290","2017-07-01","2017-08-09","United States, Canada","ES_1143078_A1GDC-GR1GDC-GR-W1GDC-GR-B_05142021150103_2635003"]
[2378152,"North American Restaurant Equipment","North American Refrigeration, Precision","A2DC-GR","A2DC-GR",null,"Vertical Solid Door Refrigerator","Vertical","Reach-in","Automatic",0,2,2,"Hinged",43.8,0,43.8,84.05,54.4,31.49,2.36,"R-290","2017-07-01","2017-08-09","United States, Canada","ES_1143078_A2DC-GR_05142021144225_7645837"]
[2378143,"North American Restaurant Equipment","North American Refrigeration, Precision","A2GDC-GR2GDC-GR-W2GDC-GR-B","A2GDC-GR2GDC-GR-W2GDC-GR-B",null,"Vertical Transparent Door Refrigerator","Vertical","Reach-in","Automatic",2,0,2,"Hinged",43.8,43.8,0,81.180000000000007,54.41,31.5,3.6,"R-290","2017-07-01","2017-08-04","United States, Canada","ES_1143078_A2GDC-GR2GDC-GR-W2GDC-GR-B_04222021110500_5842859"]
[2378151,"North American Restaurant Equipment","North American Refrigeration, Precision","A2GDC-GR2GDC-GR-W2GDC-GR-B","A2GDC-GR2GDC-GR-W2GDC-GR-B",null,"Vertical Transparent Door Refrigerator","Vertical","Reach-in","Automatic",2,0,2,"Hinged",43.8,43.8,0,81.180000000000007,54.41,31.5,3.6,"R-290","2017-07-01","2017-08-04","United States, Canada","ES_1143078_A2GDC-GR2GDC-GR-W2GDC-GR-B_05142021145737_8411981"]
[2378154,"North American Restaurant Equipment","North American Refrigeration, Precision","A3DC-GR","A3DC-GR",null,"Vertical Solid Door Refrigerator","Vertical","Reach-in","Automatic",0,3,3,"Hinged",68.28,0,68.28,84.06,81.849999999999994,31.5,3.16,"R-290","2017-07-01","2017-08-04","United States, Canada","ES_1143078_A3DC-GR_05142021144619_4580194"]
[2378138,"North American Restaurant Equipment","North American Refrigeration, Precision","AWTC27-GR","AWTC27-GR",null,"Vertical Solid Door Refrigerator","Vertical","Under-counter Unit","Automatic",0,1,1,"Hinged",7.13,0,7.13,37.01,27.56,29.92,0.83,"R-290","2017-05-31","2017-06-02","United States, Canada","ES_1143078_AWTC27-GR_04232021105538_8533746"]
[2378144,"North American Restaurant Equipment","North American Refrigeration, Precision","AWTC27-GR","AWTC27-GR",null,"Vertical Solid Door Refrigerator","Vertical","Under-counter Unit","Automatic",0,1,1,"Hinged",7.13,0,7.13,37.01,27.56,29.92,0.83,"R-290","2017-05-31","2017-06-02","United States, Canada","ES_1143078_AWTC27-GR_05142021110944_4903070"]
[2378139,"North American Restaurant Equipment","North American Refrigeration, Precision","AWTC48-GR","AWTC48-GR",null,"Vertical Solid Door Refrigerator","Vertical","Under-counter Unit","Automatic",0,2,2,"Hinged",13.36,0,13.36,37.200000000000003,48.23,29.92,1.01,"R-290","2017-05-31","2017-06-02","United States, Canada","ES_1143078_AWTC48-GR_04232021110852_5999566"]
[2378147,"North American Restaurant Equipment","North American Refrigeration, Precision","AWTC48-GR","AWTC48-GR",null,"Vertical Solid Door Refrigerator","Vertical","Under-counter Unit","Automatic",0,2,2,"Hinged",13.36,0,13.36,37.200000000000003,48.23,29.92,1.01,"R-290","2017-05-31","2017-06-02","United States, Canada","ES_1143078_AWTC48-GR_05142021140946_7925226"]
[2378141,"North American Restaurant Equipment","North American Refrigeration, Precision","AWTC60-GR","AWTC60-GR",null,"Vertical Solid Door Refrigerator","Vertical","Under-counter Unit","Automatic",0,2,2,"Hinged",17.27,0,17.27,37.200000000000003,60.24,29.92,1.19,"R-290","2017-05-31","2017-06-02","United States, Canada","ES_1143078_AWTC60-GR_04232021092051_865899"]
[2378148,"North American Restaurant Equipment","North American Refrigeration, Precision","AWTC60-GR","AWTC60-GR",null,"Vertical Solid Door Refrigerator","Vertical","Under-counter Unit","Automatic",0,2,2,"Hinged",17.27,0,17.27,37.200000000000003,60.24,29.92,1.19,"R-290","2017-05-31","2017-06-02","United States, Canada","ES_1143078_AWTC60-GR_05142021142311_5532800"]
[2378142,"North American Restaurant Equipment","North American Refrigeration, Precision","AWTC72-GR","AWTC72-GR",null,"Vertical Solid Door Refrigerator","Vertical","Under-counter Unit","Automatic",0,3,3,"Hinged",21.43,0,21.43,37.200000000000003,72.64,29.92,1.26,"R-290","2017-05-31","2017-06-02","United States, Canada","ES_1143078_AWTC72-GR_04232021102817_9535486"]
[2378149,"North American Restaurant Equipment","North American Refrigeration, Precision","AWTC72-GR","AWTC72-GR",null,"Vertical Solid Door Refrigerator","Vertical","Under-counter Unit","Automatic",0,3,3,"Hinged",21.43,0,21.43,37.200000000000003,72.64,29.92,1.26,"R-290","2017-05-31","2017-06-02","United States, Canada","ES_1143078_AWTC72-GR_05142021142632_9268915"]
[2381273,"Novum USA, Inc","Novum","Panama Green 2D","1700R",null,"Vertical Transparent Door Refrigerator","Vertical","Reach-in","Automatic",2,0,2,"Hinged",63.8,63.8,0,82.75,60.25,38.75,4.33,"R-290","2021-06-15","2021-06-28","United States, Canada","ES_114632_1700R_061020210716665_5564840"]
[2381293,"Novum USA, Inc","Novum","Panama Green 2D","1700R",null,"Vertical Transparent Door Refrigerator","Vertical","Reach-in","Automatic",2,0,2,"Hinged",63.8,63.8,0,82.75,60.25,38.75,4.33,"R-290","2021-06-15","2021-06-28","United States, Canada","ES_1146321_1700R_061020210716665_5564840"]
[2381274,"Novum USA, Inc","Novum","Panama Green 3D","2500R",null,"Vertical Transparent Door Refrigerator","Vertical","Reach-in","Automatic",3,0,3,"Hinged",95.7,95.7,0,82.75,90.5,38.75,6.72,"R-290","2021-06-15","2021-06-28","United States, Canada","ES_114632_2500R_061020210716960_7116147"]
[2381294,"Novum USA, Inc","Novum","Panama Green 3D","2500R",null,"Vertical Transparent Door Refrigerator","Vertical","Reach-in","Automatic",3,0,3,"Hinged",95.7,95.7,0,82.75,90.5,38.75,6.72,"R-290","2021-06-15","2021-06-28","United States, Canada","ES_1146321_2500R_061020210716960_7116147"]
[2349641,"Powers Equipment Company","Powers Equipment","569HC","569HC",null,"Horizontal Solid Door Refrigerator","Chest","Milk Cooler","Automatic",0,2,2,"Hinged",17.12,0,17.12,44.5,47,31,0.84,"R-290","2019-09-17","2019-11-11","United States, Canada","ES_1143987_569HC_11112019124925_5281030"]
[2349747,"Powers Equipment Company","Powers Equipment","681HC","681HC",null,"Horizontal Solid Door Refrigerator","Chest","Milk Cooler","Automatic",0,2,2,"Hinged",11.6,0,11.6,44.5,33,31,0.81,"R-290","2019-09-17","2019-11-13","United States, Canada","ES_1143987_681HC_11132019094255_9806939"]
[2349645,"Powers Equipment Company","Powers Equipment","780HC","780HC",null,"Horizontal Solid Door Refrigerator","Chest","Milk Cooler","Automatic",0,2,2,"Hinged",21.3,0,21.3,44.5,59,31,1.05,"R-290","2019-09-17","2019-11-11","United States, Canada","ES_1143987_780HC_11112019134329_4557458"]
[2328815,"QBD Cooling Systems Inc.","QBD","CD10-58-HC","CD10-58-HC",null,"Vertical Transparent Door Refrigerator","Vertical","Reach-in","Automatic",1,0,1,"Hinged",10.55,10.55,0,58,24.88,24.5,1.33,"R-290","2018-09-20","2018-11-01","United States, Canada","ES_1084978_CD10-58-HC_10292018161310_1072656"]
[2328849,"QBD Cooling Systems Inc.","QBD","CD10-HC","CD10-HC",null,"Vertical Transparent Door Refrigerator","Vertical","Reach-in","Automatic",1,0,1,"Hinged",9.65,9.65,0,54,24.88,24.5,1.27,"R-290","2018-09-20","2018-11-01","United States, Canada","ES_1084978_CD10-HC_10292018161035_4779931"]
[2333756,"QBD Cooling Systems Inc.","QBD","CD10PH-HC","CD10PH-HC",null,"Vertical Transparent Door Refrigerator","Vertical","Reach-in","Automatic",1,0,1,"Hinged",9.65,9.65,0,54,24.88,24.5,1.32,"R-290","2018-11-20","2019-02-19","United States, Canada","ES_1084978_CD10PH-HC_02182019151742_9040033"]
[2328880,"QBD Cooling Systems Inc.","QBD","CD12-HC","CD12-HC",null,"Vertical Transparent Door Refrigerator","Vertical","Reach-in","Automatic",1,0,1,"Hinged",11.62,11.62,0,62,24.88,24.5,1.36,"R-290","2018-09-20","2018-11-01","United States, Canada","ES_1084978_CD12-HC_10292018160809_5159570"]
[2333766,"QBD Cooling Systems Inc.","QBD","CD12PH-HC","CD12PH-HC",null,"Vertical Transparent Door Refrigerator","Vertical","Reach-in","Automatic",1,0,1,"Hinged",11.62,11.62,0,62,24.88,24.5,1.4,"R-290","2018-11-20","2019-02-19","United States, Canada","ES_1084978_CD12PH-HC_02182019154731_7634546"]
[2328959,"QBD Cooling Systems Inc.","QBD","CD1456-HC","CD1456-HC",null,"Vertical Transparent Door Refrigerator","Vertical","Reach-in","Automatic",2,0,2,"Sliding",14.82,14.82,0,56,36,24.5,1.85,"R-290","2018-09-20","2018-11-02","United States, Canada","ES_1084978_CD1456-HC_10302018090929_5275079"]
[2332154,"Serv-Ware Products","SERV-WARE","Commercial refrigerator","RR2-HC",null,"Vertical Solid Door Refrigerator","Vertical","Bottle Cooler","Automatic",0,2,2,"Hinged",41.6,0,41.6,82.68,53.94,32.68,1.95,"R-290","2018-12-14","2018-12-18","United States, Canada","ES_1130405_RR2-HC_12282018054014_5614937"]
[2287087,"Serv-Ware Products","SERV-WARE","Commercial refrigerator","UCR-60-HC",null,"Vertical Solid Door Refrigerator","Vertical","Bottle Cooler","Automatic",0,2,2,"Hinged",13.2,0,13.2,35.549999999999997,61.22,29.92,1.19,"R-600a","2016-12-20","2016-12-25","United States, Canada","ES_1130405_UCR-60-HC_12272016044810_4090676"]
[2332035,"Shandong Hongtai Electrical Appliance Co., Ltd","FIRSCOOL","Commercial refrigerator","HC-27R",null,"Vertical Solid Door Refrigerator","Vertical","Bottle Cooler","Automatic",0,1,1,"Hinged",17.7,0,17.7,82.68,26.77,32.68,1.35,"R-290","2018-12-14","2018-12-25","United States, Canada","ES_1117696_HC-27R_12252018065501_0901558"]
[2332036,"Shandong Hongtai Electrical Appliance Co., Ltd","FIRSCOOL","Commercial refrigerator","HC-28R",null,"Vertical Solid Door Refrigerator","Vertical","Bottle Cooler","Automatic",0,1,1,"Hinged",18.100000000000001,0,18.100000000000001,82.68,26.77,32.68,1.35,"R-290","2018-12-14","2018-12-25","United States, Canada","ES_1117696_HC-28R_12252018070121_1281138"]
[2332037,"Shandong Hongtai Electrical Appliance Co., Ltd","FIRSCOOL","Commercial refrigerator","HC-54R",null,"Vertical Solid Door Refrigerator","Vertical","Bottle Cooler","Automatic",0,2,2,"Hinged",41.6,0,41.6,82.68,53.94,32.68,1.95,"R-290","2018-12-14","2018-12-25","United States, Canada","ES_1117696_HC-54R_12252018070632_1592671"]
[2332038,"Shandong Hongtai Electrical Appliance Co., Ltd","FIRSCOOL","Commercial refrigerator","HC-56R",null,"Vertical Solid Door Refrigerator","Vertical","Bottle Cooler","Automatic",0,2,2,"Hinged",42.5,0,42.5,82.68,53.94,32.68,1.95,"R-290","2018-12-14","2018-12-25","United States, Canada","ES_1117696_HC-56R_12252018072211_2531205"]
[2332047,"Shandong Hongtai Electrical Appliance Co., Ltd","FIRSCOOL","Commercial refrigerator","HC-HGD23R",null,"Vertical Transparent Door Refrigerator","Vertical","Bottle Cooler","Automatic",1,0,1,"Hinged",18.899999999999999,18.899999999999999,0,79.489999999999995,26.77,31.89,1.95,"R-290","2018-12-14","2018-12-25","United States, Canada","ES_1117696_HC-HGD23R_12252018081111_5471804"]
[2332048,"Shandong Hongtai Electrical Appliance Co., Ltd","FIRSCOOL","Commercial refrigerator","HC-HGD48R",null,"Vertical Transparent Door Refrigerator","Vertical","Bottle Cooler","Automatic",2,0,2,"Hinged",43.4,43.4,0,79.489999999999995,53.94,31.89,3.45,"R-290","2018-12-14","2018-12-25","United States, Canada","ES_1117696_HC-HGD48R_12252018084423_7463705"]
[2291613,"Shandong Hongtai Electrical Appliance Co., Ltd","FIRSCOOL","Commercial refrigerator","HC-UC-27",null,"Vertical Solid Door Refrigerator","Vertical","Bottle Cooler","Automatic",0,1,1,"Hinged",5.4,0,5.4,35.549999999999997,27.76,29.92,0.99,"R-600a","2016-12-20","2016-12-25","United States, Canada","ES_1117696_HC-UC-27_02282017082030_0030048"]
[2291735,"Shandong Hongtai Electrical Appliance Co., Ltd","FIRSCOOL","Commercial refrigerator","HC-UC-48",null,"Vertical Solid Door Refrigerator","Vertical","Bottle Cooler","Automatic",0,2,2,"Hinged",10.1,0,10.1,35.549999999999997,48.19,29.92,1.0900000000000001,"R-600a","2016-12-20","2016-12-25","United States, Canada","ES_1117696_HC-UC-48_03012017072439_3079036"]
[2291780,"Shandong Hongtai Electrical Appliance Co., Ltd","FIRSCOOL","Commercial refrigerator","HC-UC-60",null,"Vertical Solid Door Refrigerator","Vertical","Bottle Cooler","Automatic",0,2,2,"Hinged",13.2,0,13.2,35.549999999999997,61.22,29.92,1.19,"R-600a","2016-12-20","2016-12-25","United States, Canada","ES_1117696_HC-UC-60_03012017070547_1947543"]
[2298245,"The Delfield Company (A division of Welbilt)","Delfield","18648BUCMP******","18648BUCMP******",null,"Vertical Solid Door Refrigerator","Vertical","None","Automatic",0,0,0,"Hinged",10.25,0,0,36,44,31.5,1.07,"R-290","2017-06-22","2017-06-23","United States, Canada","ES_42794_18648BUCMP_06232017064913_4705774"]
[2298247,"The Delfield Company (A division of Welbilt)","Delfield","18660BUCMP******' 18660BSTMP*******","18660BUCMP******' 18660BSTMP*******",null,"Vertical Solid Door Refrigerator","Vertical","None","Automatic",0,2,2,"Hinged",15.09,0,0,36,60,31.5,1.19,"R-290","2017-06-20","2017-06-23","United States, Canada","ES_42794_18660BUCMP_06222017145247_8104211"]
[2298613,"The Delfield Company (A division of Welbilt)","Delfield","18672BUCMP******","18672BUCMP******",null,"Vertical Solid Door Refrigerator","Vertical","N/A","Automatic",0,2,2,"Hinged",18.04,0,0,36,72,31.5,1.3,"R-290","2017-06-22","2017-06-27","United States, Canada","ES_42794_18672BUCMP_06232017114500_1951715"]
[2298249,"The Delfield Company (A division of Welbilt)","Delfield","18699BUCMP******","18699BUCMP******",null,"Vertical Solid Door Refrigerator","Vertical","None","Automatic",0,3,3,"Hinged",27.39,0,0,36,99,31.5,2.1,"R-290","2017-06-20","2017-06-23","United States, Canada","ES_42794_18699BUCMP_06222017151011_4126550"]
[2359682,"The Delfield Company (A division of Welbilt)","Delfield","406**P**********","406**P**********",null,"Vertical Solid Door Refrigerator","Vertical","Reach-in","Automatic",0,2,2,"Hinged",5.7,0,5.7,27.25,35.5,28.5,1.04,"R-290","2020-06-22","2020-05-13","United States, Canada","ES_42794_406**P**********_05132020084714_536615"]
[2309482,"QBD Cooling Systems Inc.","QBD","CD14-HC","CD14-HC",null,"Vertical Transparent Door Refrigerator","Vertical","Reach-in","Automatic",2,0,2,"Hinged",15.55,15.55,0,56,36,24.5,1.88,"R-290","2017-12-27","2018-01-24","United States, Canada","ES_1084978_CD14-HC_01112018133828_4747735"]
[2328881,"QBD Cooling Systems Inc.","QBD","CD20-HC","CD20-HC",null,"Vertical Transparent Door Refrigerator","Vertical","Reach-in","Automatic",1,0,1,"Hinged",16.05,16.05,0,78.13,24.88,24.5,1.87,"R-290","2018-09-20","2018-11-01","United States, Canada","ES_1084978_CD20-HC_10292018160530_2972833"]
[2328950,"QBD Cooling Systems Inc.","QBD","CD20PH-HC","CD20PH-HC",null,"Vertical Transparent Door Refrigerator","Vertical","Reach-in","Automatic",1,0,1,"Hinged",16.05,16.05,0,78.13,24.88,24.5,1.89,"R-290","2018-09-20","2018-11-02","United States, Canada","ES_1084978_CD20PH-HC_10292018155926_5558587"]
[2309481,"QBD Cooling Systems Inc.","QBD","CD26-HC","CD26-HC",null,"Vertical Transparent Door Refrigerator","Vertical","Reach-in","Automatic",1,0,1,"Hinged",23.67,23.67,0,78.13,30.63,29.75,2.14,"R-290","2017-12-27","2018-01-24","United States, Canada","ES_1084978_CD26-HC_01112018133528_7055780"]
[2333795,"QBD Cooling Systems Inc.","QBD","CD3055-HC","CD3055-HC",null,"Vertical Transparent Door Refrigerator","Vertical","Reach-in","Automatic",2,0,2,"Hinged",12.85,12.85,0,24.5,30.88,55.13,1.55,"R-290","2018-11-20","2019-02-20","United States, Canada","ES_1084978_CD3055-HC_02202019102829_7004815"]
[2328947,"QBD Cooling Systems Inc.","QBD","CD38-HC","CD38-HC",null,"Vertical Transparent Door Refrigerator","Vertical","Reach-in","Automatic",2,0,2,"Sliding",33.659999999999997,33.659999999999997,0,78.13,44.38,29.5,2.88,"R-290","2018-09-20","2018-11-02","United States, Canada","ES_1084978_CD38-HC_10292018162320_2098810"]
[2328948,"QBD Cooling Systems Inc.","QBD","CD39-HC","CD39-HC",null,"Vertical Transparent Door Refrigerator","Vertical","Reach-in","Automatic",2,0,2,"Hinged",35.299999999999997,35.299999999999997,0,78.13,44.38,29.5,3,"R-290","2018-09-20","2018-11-02","United States, Canada","ES_1084978_CD39-HC_10292018163333_3496667"]
[2328951,"QBD Cooling Systems Inc.","QBD","CD40-HC","CD40-HC",null,"Vertical Transparent Door Refrigerator","Vertical","Reach-in","Automatic",2,0,2,"Sliding",36.65,36.65,0,78.13,48,29.5,3.09,"R-290","2018-09-20","2018-11-02","United States, Canada","ES_1084978_CD40-HC_10302018085106_2524377"]
[2328955,"QBD Cooling Systems Inc.","QBD","CD4148-HC","CD4148-HC",null,"Vertical Transparent Door Refrigerator","Vertical","Reach-in","Automatic",2,0,2,"Hinged",16.02,16.02,0,47.63,48,24.5,1.9,"R-290","2018-09-20","2018-11-02","United States, Canada","ES_1084978_CD4148-HC_10302018092817_8961755"]
[2333790,"QBD Cooling Systems Inc.","QBD","CD4154-HC","CD4154-HC",null,"Vertical Transparent Door Refrigerator","Vertical","Reach-in","Automatic",2,0,2,"Sliding",16.36,16.36,0,21,55.88,47,1.86,"R-290","2018-11-20","2019-02-20","United States, Canada","ES_1084978_CD4154-HC_02192019121751_9572412"]
[2333791,"QBD Cooling Systems Inc.","QBD","CD4160-HC","CD4160-HC",null,"Vertical Transparent Door Refrigerator","Vertical","Reach-in","Automatic",2,0,2,"Sliding",17.760000000000002,17.760000000000002,0,21,59.63,47,1.95,"R-290","2018-11-20","2019-02-20","United States, Canada","ES_1084978_CD4160-HC_02192019122517_8291437"]
[2309488,"QBD Cooling Systems Inc.","QBD","CD45-HC","CD45-HC",null,"Vertical Transparent Door Refrigerator","Vertical","Reach-in","Automatic",2,0,2,"Hinged",40.049999999999997,40.049999999999997,0,78.13,52,29.5,3.37,"R-290","2017-12-27","2018-01-24","United States, Canada","ES_1084978_CD45-HC_01112018133945_2973901"]
[2328953,"QBD Cooling Systems Inc.","QBD","CD47-HC","CD47-HC",null,"Vertical Transparent Door Refrigerator","Vertical","Reach-in","Automatic",2,0,2,"Hinged",42.05,42.05,0,78.13,52,29.5,3.42,"R-290","2018-09-20","2018-11-02","United States, Canada","ES_1084978_CD47-HC_10302018085918_1469537"]
[2333792,"QBD Cooling Systems Inc.","QBD","DC6-HC","DC6-HC",null,"Vertical Transparent Door Refrigerator","Vertical","Reach-in","Automatic",1,0,1,"Hinged",5.18,5.18,0,35.130000000000003,24.88,20.13,0.9,"R-290","2018-11-20","2019-02-20","United States, Canada","ES_1084978_DC6-HC_02192019151048_852472"]
[2333793,"QBD Cooling Systems Inc.","QBD","DC6LP-HC","DC6LP-HC",null,"Vertical Transparent Door Refrigerator","Vertical","Reach-in","Automatic",1,0,1,"Hinged",4.78,4.78,0,33.880000000000003,26.13,20.5,0.88,"R-290","2018-11-20","2019-02-20","United States, Canada","ES_1084978_DC6LP-HC_02192019154126_5414697"]
[2333794,"QBD Cooling Systems Inc.","QBD","DC7-HC","DC7-HC",null,"Vertical Transparent Door Refrigerator","Vertical","Reach-in","Automatic",1,0,1,"Hinged",6.79,6.79,0,38.130000000000003,25,21.38,1.04,"R-290","2018-11-20","2019-02-20","United States, Canada","ES_1084978_DC7-HC_02192019161041_8771173"]
[2333832,"QBD Cooling Systems Inc.","QBD","DC7HG-HC","DC7HG-HC",null,"Vertical Transparent Door Refrigerator","Vertical","Reach-in","Automatic",1,0,1,"Hinged",6.79,6.79,0,38.130000000000003,25,21.38,1.08,"R-290","2018-11-20","2019-02-21","United States, Canada","ES_1084978_DC7HG-HC_02202019110502_4697076"]
[2308384,"QBD Cooling Systems Inc.","QBD","PC8L-HC","PC8L-HC",null,"Vertical Transparent Door Refrigerator","Vertical","Reach-in","Automatic",1,0,1,"Hinged",9.67,9.67,0,55,16.25,20.25,1.34,"R-290","2017-12-15","2017-12-27","United States, Canada","ES_1084978_PC8L-HC_12142017084709_1461451"]
[2333734,"QBD Cooling Systems Inc.","QBD","SL10-HC","SL10-HC",null,"Vertical Transparent Door Refrigerator","Vertical","Reach-in","Automatic",1,0,1,"Hinged",7.27,7.27,0,54,18,25.25,1.1299999999999999,"R-290","2018-11-20","2019-02-18","United States, Canada","ES_1084978_SL10-HC_02182019132840_1560022"]
[2332157,"Serv-Ware Products","SERV-WARE","Commercial refrigerator","GR23-HC",null,"Vertical Transparent Door Refrigerator","Vertical","Bottle Cooler","Automatic",1,0,1,"Hinged",18.899999999999999,18.899999999999999,0,79.489999999999995,26.77,31.89,1.95,"R-290","2018-12-14","2018-12-18","United States, Canada","ES_1130405_GR23-HC_12282018062450_8290243"]
[2332158,"Serv-Ware Products","SERV-WARE","Commercial refrigerator","GR48-HC",null,"Vertical Transparent Door Refrigerator","Vertical","Bottle Cooler","Automatic",2,0,2,"Hinged",43.4,43.4,0,79.489999999999995,53.94,31.89,3.45,"R-290","2018-12-14","2018-12-18","United States, Canada","ES_1130405_GR48-HC_12282018064250_9370147"]
[2332152,"Serv-Ware Products","SERV-WARE","Commercial refrigerator","RR1-HC",null,"Vertical Solid Door Refrigerator","Vertical","Bottle Cooler","Automatic",0,1,1,"Hinged",17.7,0,17.7,82.68,26.77,32.68,1.35,"R-290","2018-12-14","2018-12-18","United States, Canada","ES_1130405_RR1-HC_12282018052243_4563693"]
[2337262,"Innovative DisplayWorks, Inc.","IDW","Commercial refrigerators","GVG-10-FV934B-HC",null,"Vertical Transparent Door Refrigerator","Vertical","Bottle Cooler","Automatic",1,0,1,"Hinged",9.2899999999999991,9.2899999999999991,0,54.8,25,24.29,1.28,"R-290","2019-04-23","2019-04-25","United States","ES_1092963_GVG-10-FV934B-HC_04262019031434_8474176"]
[2358410,"Innovative DisplayWorks, Inc.","IDW","Commercial refrigerators","GVG-26-CBV934B",null,"Vertical Transparent Door Refrigerator","Vertical","Bottle Cooler","Automatic",1,0,1,"Hinged",22.28,22.28,0,79.02,30.2,30.24,2.2000000000000002,"R-290","2019-04-23","2019-04-25","United States","ES_1092963_GVG-26-CBV934B_04232020051158_8718191"]
[2358411,"Innovative DisplayWorks, Inc.","IDW","Commercial refrigerators","GVG-26-CV934B",null,"Vertical Transparent Door Refrigerator","Vertical","Bottle Cooler","Automatic",1,0,1,"Hinged",22.28,22.28,0,79.02,30.2,30.24,2.2000000000000002,"R-290","2019-04-23","2019-04-25","United States","ES_1092963_GVG-26-CV934B_04232020051138_8698303"]
[2358412,"Innovative DisplayWorks, Inc.","IDW","Commercial refrigerators","GVG-26-CV934B-HC",null,"Vertical Transparent Door Refrigerator","Vertical","Bottle Cooler","Automatic",1,0,1,"Hinged",22.28,22.28,0,79.02,30.2,30.24,2.2000000000000002,"R-290","2019-04-23","2019-04-25","United States","ES_1092963_GVG-26-CV934B-HC_04232020051148_8708322"]
[2323252,"Innovative DisplayWorks, Inc.","IDW","IC-200L-BP234B","IC-200L-BP234B",null,"Vertical Transparent Door Refrigerator","Vertical","Reach-in","Automatic",1,0,1,"Hinged",6.82,6.82,0,35.700000000000003,35.4,19.2,0.95,"R-600a","2018-06-01","2018-07-23","United States","ES_1092963_IC-200L-BP234B_07122018154119_3976709"]
[2302276,"Innovative DisplayWorks, Inc.","IDW","RCM-2","RCM-2",null,"Horizontal Transparent Door Refrigerator","Chest","Merchandiser","Manual",1,0,1,"Hinged",2.19,2.19,0,37,21.81,16.5,0.32,"R-600a","2017-09-01","2017-08-17","United States, Canada","ES_1092963_RCM-2_08182017142809_6489482"]
[2299110,"Innovative DisplayWorks, Inc.","IDW","RCM-60","RCM-60",null,"Horizontal Transparent Door Refrigerator","Chest","Reach-in","Automatic",1,0,1,"Hinged",3.21,3.21,0,38,32,19,0.38,"R-600a","2017-07-01","2017-07-06","United States, Canada","ES_1092963_RCM-60_07052017104723_811883"]
[2359706,"Innovative DisplayWorks, Inc.","IDW","RCM TEQ","RCM TEQ",null,"Horizontal Transparent Door Refrigerator","Chest","Reach-in","Manual",1,0,1,"Hinged",2.36,2.36,0,39.380000000000003,21.88,16.63,0.35,"R-600a","2020-06-01","2020-05-14","United States, Canada","ES_1092963_RCM TEQ_05142020150408_8648074"]
[2310847,"Innovative DisplayWorks, Inc.","IDW","RCM-VISID","RCM-VISID",null,"Horizontal Transparent Door Refrigerator","Chest","Reach-in","Automatic",1,0,1,"Hinged",2.19,2.19,0,38.58,26.26,26.26,0.28999999999999998,"R-600a","2018-02-01","2018-02-12","United States, Canada","ES_1092963_RCM-VISID_02082018162335_8420373"]
[2290770,"Innovative DisplayWorks, Inc.","IDW","Commercial refrigerator","TEQ2",null,"Vertical Transparent Door Refrigerator","Vertical","Bottle Cooler","Automatic",1,0,1,"Hinged",2.27,2.27,0,39.450000000000003,21.93,16.61,0.31,"R-600a","2016-09-20","2017-01-20","United States","ES_1092963_TEQ2_09272016035113_8273995"]
[2295327,"Innovative DisplayWorks, Inc.","IDW","TEQ-77","TEQ-77",null,"Horizontal Transparent Door Refrigerator","Chest","Merchandiser","Manual",1,0,1,"Hinged",2.2999999999999998,2.2999999999999998,0,32.630000000000003,23.38,23.38,0.26,"R-600a","2017-05-30","2017-05-02","United States","ES_1092963_TEQ-77_05022017142204_4924465"]
[2305129,"Liebherr-Hausgerate Ochsenhausen GmbH","Liebherr","GRB05S1HC","GRB05S1HC",null,"Vertical Solid Door Refrigerator","Vertical","Reach-in","Automatic",0,1,1,"Hinged",4.78,0,4.78,32.28,23.5,24.17,0.62,"R-290","2017-08-01","2017-10-16","United States, Canada","ES_1103685_GRB05S1HC_10172017023242_70159074"]
[2305130,"Liebherr-Hausgerate Ochsenhausen GmbH","Liebherr","GRB23S1HC","GRB23S1HC",null,"Vertical Solid Door Refrigerator","Vertical","Reach-in","Automatic",0,1,1,"Hinged",22.29,0,22.29,80.47,29.41,29.57,1.4,"R-290","2017-08-01","2017-10-16","United States, Canada","ES_1103685_GRB23S1HC_10172017023242_70159074"]
[2296272,"Liebherr-Hausgerate Ochsenhausen GmbH","Liebherr","GRT21G1HC","GRT21G1HC",null,"Vertical Transparent Door Refrigerator","Vertical","Reach-in","Automatic",1,0,1,"Hinged",20.77,20.77,0,84.5,27.6,34.25,1.9,"R-290","2017-05-01","2017-04-20","United States, Canada","ES_1017655_GRT21G1HC_05182017120750_70136962"]
[2283096,"Liebherr-Hausgerate Ochsenhausen GmbH","Liebherr","GRT21S1HC","GRT21S1HC",null,"Vertical Solid Door Refrigerator","Vertical","Reach-in","Automatic",0,1,1,"Hinged",20.059999999999999,0,20.059999999999999,84.5,27.5,34.25,1.27,"R-290","2016-11-01","2016-10-26","United States, Canada","ES_1103685_GRT21S1HC_11012016122205_70105456"]
[2384690,"Liebherr-Hausgerate Ochsenhausen GmbH","Liebherr","GRT21S2HC","GRT21S2HC",null,"Vertical Solid Door Refrigerator","Vertical","Reach-in","Automatic",0,2,2,"Hinged",20.010000000000002,0,20.010000000000002,85,27.6,32.700000000000003,1.1499999999999999,"R-290","2019-01-15","2021-09-27","United States, Canada","ES_1017655_GRT21S2HC_09272021052649_80099460"]
[2283097,"Liebherr-Hausgerate Ochsenhausen GmbH","Liebherr","GRT50S2HC","GRT50S2HC",null,"Vertical Solid Door Refrigerator","Vertical","Reach-in","Automatic",0,2,2,"Hinged",46.31,0,46.31,84.5,56,34.25,2.4,"R-290","2016-11-01","2016-10-26","United States, Canada","ES_1103685_GRT5OS2HC_11012016122205_70105456"]
[2340538,"Master-Bilt Products","Master-Bilt","BMG-48-HGPE","BMG-48-HGPE",null,"Vertical Transparent Door Refrigerator","Vertical","Merchandiser","Automatic",2,0,2,"Hinged",43.34,43.34,0,79,52,32.25,3.2,"R-290","2015-03-10","2019-06-28","United States, Canada","ES_1065482_BMG-48-HGP_06282019175620_4580543"]
[2307662,"METALFRIO SOLUTIONS MEXICO, S.A. DE C.V.","Metalfrio","NG10CHC","NG10CHC",null,"Vertical Transparent Door Refrigerator","Vertical","Bottle Cooler","Automatic",1,0,1,"Hinged",9.1999999999999993,9.1999999999999993,0,54.13,24.88,23.03,1,"R-600a","2018-01-01","2018-05-31","United States, Canada","ES_1139943_NG10CHC_12122017172952_9792521"]
[2331765,"METALFRIO SOLUTIONS MEXICO, S.A. DE C.V.","Metalfrio","NG11CHC","NG11CHC",null,"Vertical Transparent Door Refrigerator","Vertical","Bottle Cooler","Automatic",1,0,1,"Hinged",9.5,9.5,0,53.74,24.88,23.01,1.1399999999999999,"R-600a","2019-01-01","2018-12-19","United States, Canada","ES_1140200_NG11CHC_12192018193717_8237225"]
[2307663,"METALFRIO SOLUTIONS MEXICO, S.A. DE C.V.","Metalfrio","NG12CHC","NG12CHC",null,"Vertical Transparent Door Refrigerator","Vertical","Bottle Cooler","Automatic",1,0,1,"Hinged",11.29,11.29,0,62.59,24.88,23.03,1.17,"R-600a","2018-01-01","2018-05-31","United States, Canada","ES_1140200_NG12CHC_12122017185424_4864758"]
[2331768,"METALFRIO SOLUTIONS MEXICO, S.A. DE C.V.","Metalfrio","NG13CHC","NG13CHC",null,"Vertical Transparent Door Refrigerator","Vertical","Bottle Cooler","Automatic",1,0,1,"Hinged",11.6,11.6,0,62.59,24.88,23.03,1.26,"R-600a","2019-01-01","2018-12-19","United States, Canada","ES_1140200_NG13CHC_12192018195751_9471337"]
[2301778,"METALFRIO SOLUTIONS MEXICO, S.A. DE C.V.","Metalfrio","NG26CHC","NG26CHC",null,"Vertical Transparent Door Refrigerator","Vertical","Bottle Cooler","Automatic",1,0,1,"Hinged",22.2,22.2,0,77.95,29.92,30.11,2,"R-290","2017-06-08","2017-08-08","United States, Canada","ES_1140200_NG26CHC_08082017212138_7298549"]
[2331770,"METALFRIO SOLUTIONS MEXICO, S.A. DE C.V.","Metalfrio","NG27CHC","NG27CHC",null,"Vertical Transparent Door Refrigerator","Vertical","Bottle Cooler","Automatic",1,0,1,"Hinged",24.5,24.5,0,78.739999999999995,30.11,29.9,2.2799999999999998,"R-290","2019-01-01","2018-12-19","United States, Canada","ES_1140200_NG27CHC_12192018195856_9536826"]
[2333078,"METALFRIO SOLUTIONS MEXICO, S.A. DE C.V.","Metalfrio","NG42CHC","NG42CHC",null,"Vertical Transparent Door Refrigerator","Vertical","Bottle Cooler","Automatic",2,0,2,"Hinged",33.700000000000003,33.700000000000003,0,78.89,46.96,25.07,2.89,"R-290","2019-03-01","2019-02-05","United States, Canada","ES_1140200_NG42CHC_02052019181716_0636385"]
[2307683,"METALFRIO SOLUTIONS MEXICO, S.A. DE C.V.","Metalfrio","NG43CHC","NG43CHC",null,"Vertical Transparent Door Refrigerator","Vertical","Bottle Cooler","Automatic",2,0,2,"Hinged",39.229999999999997,39.229999999999997,0,78.739999999999995,47.24,29.92,3.31,"R-290","2018-01-01","2017-12-12","United States, Canada","ES_1140200_NG43CHC_12132017163306_2786267"]
[2355140,"METALFRIO SOLUTIONS MEXICO, S.A. DE C.V.","Metalfrio","NG44CHC","NG44CHC",null,"Vertical Transparent Door Refrigerator","Vertical","Bottle Cooler","Automatic",2,0,2,"Hinged",41.18,41.18,0,78.739999999999995,47.12,30,3.34,"R-290","2020-04-01","2020-02-24","United States, Canada","ES_1139943_NG44CHC_02242020210312_8192599"]
[2314611,"METALFRIO SOLUTIONS MEXICO, S.A. DE C.V.","Metalfrio","NG49CHC","NG49CHC",null,"Vertical Transparent Door Refrigerator","Vertical","Bottle Cooler","Automatic",2,0,2,"Hinged",45.45,45.45,0,78.739999999999995,54.13,29.92,3.44,"R-290","2018-04-01","2018-03-27","United States, Canada","ES_1139943_NG49CHC_03272018175031_3031290"]
[2324155,"METALFRIO SOLUTIONS MEXICO, S.A. DE C.V.","Metalfrio","NG4CHC","NG4CHC",null,"Vertical Transparent Door Refrigerator","Vertical","Bottle Cooler","Automatic",1,0,1,"Hinged",4.66,4.66,0,25.11,23.62,28.97,0.87,"R-600a","2017-05-17","2018-08-10","United States, Canada","ES_1140200_NG4CHC_08102018144356_2236923"]
[2355141,"METALFRIO SOLUTIONS MEXICO, S.A. DE C.V.","Metalfrio","NG50CHC","NG50CHC",null,"Vertical Transparent Door Refrigerator","Vertical","Bottle Cooler","Automatic",2,0,2,"Hinged",48.64,48.64,0,78.64,54.13,30.3,3.54,"R-290","2020-04-01","2020-02-24","United States, Canada","ES_1139943_NG50CHC_02242020214807_0887684"]
[2301777,"METALFRIO SOLUTIONS MEXICO, S.A. DE C.V.","Metalfrio","NG5CHC","NG5CHC",null,"Vertical Transparent Door Refrigerator","Vertical","Bottle Cooler","Automatic",1,0,1,"Hinged",5.82,5.82,0,41.53,22.44,22.04,0.99,"R-600a","2017-06-08","2021-03-18","United States, Canada","ES_1140200_NG5CHC_08082017205001_5401292"]
[2301855,"METALFRIO SOLUTIONS MEXICO, S.A. DE C.V.","Metalfrio","NG6CHC","NG6CHC",null,"Vertical Transparent Door Refrigerator","Vertical","Bottle Cooler","Automatic",3,0,3,"Hinged",6.47,6.47,0,36.020000000000003,20.27,35.03,0.98,"R-600a","2017-06-08","2017-08-08","United States, Canada","ES_1140200_NG6CHC_08092017143331_9211134"]
[2301856,"METALFRIO SOLUTIONS MEXICO, S.A. DE C.V.","Metalfrio","NG9CHC","NG9CHC",null,"Vertical Transparent Door Refrigerator","Vertical","Bottle Cooler","Automatic",1,0,1,"Hinged",8,8,0,62.79,20.07,21.06,1.19,"R-290","2017-06-08","2017-08-08","United States, Canada","ES_1140200_NG9CHC_08092017144224_9744627"]
[2338505,"METALFRIO SOLUTIONS MEXICO, S.A. DE C.V.","Metalfrio","NG9CHC","NG9CHC",null,"Vertical Transparent Door Refrigerator","Vertical","Bottle Cooler","Automatic",1,0,1,"Hinged",8,8,0,62.79,20.07,21.06,1.1100000000000001,"R-600a","2017-05-17","2019-05-14","United States, Canada","ES_1139943_NG9CHC_05162019154131_1291796"]
[2303748,"Migali Industries Inc.","MIGALI","C-1R-HC","C-1R-HC",null,"Vertical Solid Door Refrigerator","Vertical","Reach-in","Automatic",0,1,1,"Hinged",21.36,0,21.36,81.3,28.74,31.69,1.27,"R-290","2017-09-01","2017-08-04","United States, Canada","ES_1126167_C-1R-HC_09062017150224_5805780"]
[2303756,"Migali Industries Inc.","MIGALI","C-23RM-HC","C-23RM-HC",null,"Vertical Transparent Door Refrigerator","Vertical","Reach-in","Automatic",1,0,1,"Hinged",19.38,19.38,0,81.180000000000007,26.96,31.49,1.72,"R-290","2017-09-01","2017-08-09","United States, Canada","ES_1126167_C-23RM-HC_09062017154434_9967920"]
[2303760,"Migali Industries Inc.","MIGALI","C-2R-HC","C-2R-HC",null,"Vertical Solid Door Refrigerator","Vertical","Reach-in","Automatic",0,2,2,"Hinged",42.18,0,42.18,81.290000000000006,51.73,31.69,2.06,"R-290","2017-09-01","2017-08-04","United States, Canada","ES_1126167_C-2R-HC_09062017155505_3697015"]
[2303750,"Migali Industries Inc.","MIGALI","C-3R-HC","C-3R-HC",null,"Vertical Solid Door Refrigerator","Vertical","Reach-in","Automatic",0,3,3,"Hinged",65.14,0,65.14,81.3,77.8,31.69,2.4,"R-290","2017-09-01","2017-08-04","United States, Canada","ES_1126167_C-3R-HC_09062017151020_4611169"]
[2303546,"Migali Industries Inc.","MIGALI","C-49RM-HC","C-49RM-HC",null,"Vertical Transparent Door Refrigerator","Vertical","Reach-in","Automatic",2,0,2,"Hinged",43.8,43.8,0,81.180000000000007,54.41,31.5,3.6,"R-290","2017-09-01","2017-08-04","United States, Canada","ES_1126167_C-49RM-HC_09062017153852_2398950"]
[2303736,"Migali Industries Inc.","MIGALI","C-U27R-HC","C-U27R-HC",null,"Vertical Solid Door Refrigerator","Vertical","Under-counter Unit","Automatic",0,1,1,"Hinged",7.13,0,7.13,37.01,27.56,29.92,0.83,"R-290","2017-09-01","2017-06-02","United States, Canada","ES_1126167_C-U27R-HC_09062017134239_428277"]
[2303738,"Migali Industries Inc.","MIGALI","C-U48R-HC","C-U48R-HC",null,"Vertical Solid Door Refrigerator","Vertical","Under-counter Unit","Automatic",0,2,2,"Hinged",13.36,0,13.36,37.200000000000003,48.23,29.92,1.01,"R-290","2017-09-01","2017-06-02","United States, Canada","ES_1126167_C-U48R-HC_09062017135750_6493341"]
[2303741,"Migali Industries Inc.","MIGALI","C-U60R-HC","C-U60R-HC",null,"Vertical Solid Door Refrigerator","Vertical","Under-counter Unit","Automatic",0,2,2,"Hinged",17.27,0,17.27,37.200000000000003,60.24,29.92,1.19,"R-290","2017-09-01","2017-06-02","United States, Canada","ES_1126167_C-U60R-HC_09062017141432_7753106"]
[2303743,"Migali Industries Inc.","MIGALI","C-U72R-HC","C-U72R-HC",null,"Vertical Solid Door Refrigerator","Vertical","Under-counter Unit","Automatic",0,3,3,"Hinged",21.43,0,21.43,37.200000000000003,72.64,29.92,1.26,"R-290","2017-09-01","2017-06-02","United States, Canada","ES_1126167_C-U72R-HC_09062017142031_1909295"]
[2341087,"MVP Group Corp.","IKON","IB27R","IB27R",null,"Vertical Solid Door Refrigerator","Vertical","Bottle Cooler","Automatic",0,1,1,"Hinged",18.100000000000001,0,18.100000000000001,82.68,26.77,32.68,1.4,"R-290","2019-06-28","2019-07-12","United States, Canada","ES_1092313_IB27R_07122019052529_9129278"]
[2341089,"MVP Group Corp.","IKON","IB54R","IB54R",null,"Vertical Solid Door Refrigerator","Vertical","Bottle Cooler","Automatic",0,2,2,"Hinged",41.6,0,41.6,82.68,53.94,32.68,2.5,"R-290","2019-06-28","2019-07-12","United States, Canada","ES_1092313_IB54R_07122019054358_0238196"]
[2341088,"MVP Group Corp.","IKON","IT28R","IT28R",null,"Vertical Solid Door Refrigerator","Vertical","Bottle Cooler","Automatic",0,1,1,"Hinged",18.3,0,18.3,82.68,26.77,32.68,1.4,"R-290","2019-06-28","2019-07-12","United States, Canada","ES_1092313_IT28R_07122019054101_0061870"]
[2341090,"MVP Group Corp.","IKON","IT56R","IT56R",null,"Vertical Solid Door Refrigerator","Vertical","Bottle Cooler","Automatic",0,2,2,"Hinged",42.5,0,42.5,82.68,53.94,32.68,2.5,"R-290","2019-06-28","2019-07-12","United States, Canada","ES_1092313_IT56R_07122019054734_0454858"]
[2341096,"MVP Group Corp.","IKON","IUC28R","IUC28R",null,"Vertical Solid Door Refrigerator","Vertical","Bottle Cooler","Automatic",0,1,1,"Hinged",5.4,0,5.4,35.549999999999997,27.76,29.92,0.99,"R-600a","2019-06-28","2019-07-12","United States, Canada","ES_1092313_IUC28R_07122019060932_1772779"]
[2341097,"MVP Group Corp.","IKON","IUC48R","IUC48R",null,"Vertical Solid Door Refrigerator","Vertical","Bottle Cooler","Automatic",0,2,2,"Hinged",10.1,0,10.1,35.549999999999997,48.19,29.92,1.0900000000000001,"R-600a","2019-06-28","2019-07-12","United States, Canada","ES_1092313_IUC48R_07122019061556_2156724"]
[2341098,"MVP Group Corp.","IKON","IUC61R","IUC61R",null,"Vertical Solid Door Refrigerator","Vertical","Bottle Cooler","Automatic",0,2,2,"Hinged",13.2,0,13.2,35.549999999999997,61.22,29.92,1.19,"R-600a","2019-06-28","2019-07-12","United States, Canada","ES_1092313_IUC61R_07122019061806_2286253"]
[2335241,"MVP Group Corp.","KOOL-IT","KBSR-1","KBSR-1",null,"Vertical Solid Door Refrigerator","Vertical","Reach-in","Automatic",0,1,1,"Hinged",18.89,0,18.89,82.38,26.75,31,0.85,"R-290","2019-01-15","2019-03-25","United States, Canada","ES_1092313_KBSR-1_03262019042050_4050709"]
[2335237,"MVP Group Corp.","KOOL-IT","KBSR-2","KBSR-2",null,"Vertical Solid Door Refrigerator","Vertical","Reach-in","Automatic",0,2,2,"Hinged",42.69,0,42.69,82.38,54,31,2.59,"R-290","2019-01-15","2019-03-25","United States, Canada","ES_1092313_KBSR-2_03262019042106_4066861"]
[2289509,"The Delfield Company (A division of Welbilt)","Delfield","GUR24P-S********","GUR24P-S********",null,"Vertical Solid Door Refrigerator","Vertical","Solid Door Undercounter Refrigerator","Automatic",0,1,1,"Hinged",5.39,0,5.39,36,24,31.5,1.08,"R-290","2016-11-01","2016-11-15","United States, Canada","ES_42794_GUR24P-S_11152016165219_5838434"]
[2295809,"The Delfield Company (A division of Welbilt)","Delfield","GUR32P-G********","GUR32P-G********",null,"Vertical Transparent Door Refrigerator","Vertical","Glass Door Undercounter Refrigerator","Automatic",1,0,1,"Hinged",7.82,7.82,0,36,32,31.5,1.18,"R-290","2016-11-01","2016-11-23","United States, Canada","ES_42794_GUR32P-G_11232016095211_8357660"]
[2295628,"The Delfield Company (A division of Welbilt)","Delfield","GUR32P-S********","GUR32P-S********",null,"Vertical Solid Door Refrigerator","Vertical","Solid Door Undercounter Refrigerator","Automatic",0,1,1,"Hinged",7.82,0,7.82,36,24,31.5,1.1399999999999999,"R-290","2016-11-01","2016-11-23","United States, Canada","ES_42794_GUR32P-S_11182016155817_4089166"]
[2377655,"The Delfield Company (A division of Welbilt)","Delfield","GUR48P-G********","GUR48P-G********",null,"Vertical Transparent Door Refrigerator","Vertical","Other","Automatic",2,0,2,"Hinged",12.57,12.57,0,36,48,30,1.17,"R-290","2021-06-14","2021-05-05","United States, Canada","ES_42794_GUR48P-G********_05032021115900_9448968"]
[2377654,"The Delfield Company (A division of Welbilt)","Delfield","GUR48P-S********","GUR48P-S********",null,"Vertical Solid Door Refrigerator","Vertical","Other","Automatic",0,2,2,"Hinged",12.57,0,12.57,36,48,30,0.85,"R-290","2021-06-14","2021-05-05","United States, Canada","ES_42794_GUR48P-S********_05032021115512_3435937"]
[2377653,"The Delfield Company (A division of Welbilt)","Delfield","GUR72P-G********","GUR72P-G********",null,"Vertical Transparent Door Refrigerator","Vertical","Other","Automatic",3,0,3,"Hinged",19.739999999999998,19.739999999999998,0,36,72,30,2.08,"R-290","2021-06-14","2021-05-05","United States, Canada","ES_42794_GUR72P-G********_05032021114326_7591211"]
[2377652,"The Delfield Company (A division of Welbilt)","Delfield","GUR72P-S********","GUR72P-S********",null,"Vertical Solid Door Refrigerator","Vertical","Other","Automatic",0,3,3,"Hinged",19.739999999999998,0,19.739999999999998,36,72,30,1.58,"R-290","2021-06-14","2021-05-05","United States, Canada","ES_42794_GUR72P-S********_05032021114006_9441491"]
[2359803,"The Delfield Company (A division of Welbilt)","Delfield","UC4048P*********","UC4048P*********",null,"Vertical Solid Door Refrigerator","Vertical","Reach-in","Automatic",0,2,2,"Hinged",10.9,0,10.9,35.5,48,28.5,1.19,"R-290","2020-06-22","2020-05-18","United States, Canada","ES_42794_UC4048P*********_05132020081441_5072442"]
[2293489,"Traulsen (A division of ITW Food Equipment Group)","Traulsen","AHT132WUT-FHS-eS","AHT132WUT-FHS-eS",null,"Vertical Solid Door Refrigerator","Vertical","Reach-in","Automatic",0,1,1,"Hinged",23.43,0,23.43,58.88,24.88,27,1.76,"R-134a","2017-03-27","2017-04-03","United States, Canada","ES_1019387_AHT132WUT-FHS-eS_03302017161359_3680688"]
[2293491,"Traulsen (A division of ITW Food Equipment Group)","Traulsen","AHT232NUT-FHS-eS","AHT232NUT-FHS-eS",null,"Vertical Solid Door Refrigerator","Vertical","Reach-in","Automatic",0,2,2,"Hinged",46.02,0,46.02,58.88,48.13,27,2.78,"R-134a","2017-03-27","2017-04-03","United States, Canada","ES_1019387_AHT232NUT-FHS-eS_03312017092559_1763574"]
[2293496,"Traulsen (A division of ITW Food Equipment Group)","Traulsen","AHT232NUT-HHS-eS","AHT232NUT-HHS-eS",null,"Vertical Solid Door Refrigerator","Vertical","Reach-in","Automatic",0,4,4,"Hinged",45.89,0,45.89,58.88,48.13,27,2.78,"R-134a","2017-03-27","2017-04-03","United States, Canada","ES_1019387_AHT232NUT-HHS-eS_03312017100559_5097467"]
[2293493,"Traulsen (A division of ITW Food Equipment Group)","Traulsen","AHT232WUT-FHS-eS","AHT232WUT-FHS-eS",null,"Vertical Solid Door Refrigerator","Vertical","Reach-in","Automatic",0,2,2,"Hinged",50.53,0,50.53,58.88,53,27,2.95,"R-134a","2017-03-27","2017-04-03","United States, Canada","ES_1019387_AHT232WUT-FHS-eS_03312017103155_5258294"]
[2294235,"Traulsen (A division of ITW Food Equipment Group)","Traulsen","AHT232WUT-HHS-eS","AHT232WUT-HHS-eS",null,"Vertical Solid Door Refrigerator","Vertical","Reach-in","Automatic",0,4,4,"Hinged",50.4,0,50.4,58.88,53,27,2.94,"R-134a","2017-03-27","2017-04-12","United States, Canada","ES_1019387_AHT232WUT-HHS-eS_03312017104931_7769281"]
[2361730,"Traulsen (A division of ITW Food Equipment Group)","Traulsen","CLUC-27R-GD","CLUC-27R-GD",null,"Vertical Transparent Door Refrigerator","Vertical","Under-counter Unit","Automatic",1,0,1,"Hinged",6.8,6.8,0,30,27.5,31.5,1.04,"R-450A","2020-05-29","2020-06-16","United States, Canada","ES_1019387_CLUC-27R-GD_05292020135355_5361902"]
[2361731,"Traulsen (A division of ITW Food Equipment Group)","Traulsen","CLUC-27R-SD","CLUC-27R-SD",null,"Vertical Solid Door Refrigerator","Vertical","Under-counter Unit","Automatic",0,1,1,"Hinged",6.5,0,6.5,30,27.5,31.5,1.06,"R-450A","2020-05-29","2020-06-16","United States, Canada","ES_1019387_CLUC-27R-SD_05292020134425_9241296"]
[2364208,"Traulsen (A division of ITW Food Equipment Group)","Traulsen","CLUC-36R-GD","CLUC-36R-GD",null,"Vertical Transparent Door Refrigerator","Vertical","Under-counter Unit","Automatic",2,0,2,"Hinged",9.3000000000000007,9.3000000000000007,0,30,36.25,31.5,1.26,"R-450A","2020-07-20","2020-08-10","United States, Canada","ES_1019387_CLUC-36R-GD_07212020091026_8710595"]
[2364500,"Traulsen (A division of ITW Food Equipment Group)","Traulsen","CLUC-36R-SD","CLUC-36R-SD",null,"Vertical Solid Door Refrigerator","Vertical","Under-counter Unit","Automatic",0,2,2,"Hinged",9,0,9,30,36.25,31.5,1.1100000000000001,"R-450A","2020-07-21","2020-08-12","United States, Canada","ES_1019387_CLUC-36R-SD_07232020122131_227167"]
[2364506,"Traulsen (A division of ITW Food Equipment Group)","Traulsen","CLUC-48R-GD","CLUC-48R-GD",null,"Vertical Transparent Door Refrigerator","Vertical","Under-counter Unit","Automatic",2,0,2,"Hinged",12.8,12.8,0,30,48.25,31.5,1.58,"R-450A","2020-07-21","2020-08-12","United States, Canada","ES_1019387_CLUC-48R-GD_07222020113433_4325677"]
[2364505,"Traulsen (A division of ITW Food Equipment Group)","Traulsen","CLUC-48R-SD","CLUC-48R-SD",null,"Vertical Solid Door Refrigerator","Vertical","Under-counter Unit","Automatic",0,2,2,"Hinged",12.4,0,12.4,30,48.25,31.5,1.18,"R-450A","2020-07-21","2020-08-12","United States, Canada","ES_1019387_CLUC-48R-SD_07212020100826_8108484"]
[2355428,"True Manufacturing (True Food Service Equipment)","True Refrigeration","GDM-07-HC~TSL01","GDM-07-HC~TSL01",null,"Vertical Transparent Door Refrigerator","Vertical","Merchandiser","Automatic",1,0,1,"Hinged",6.69,6.69,0,38.25,24.13,24.63,1.01,"R-290","2017-01-01","2020-03-02","United States, Canada","ES_3320_GDM-07-HC~TSL01_02282020082331_6034204"]
[2355429,"True Manufacturing (True Food Service Equipment)","True Refrigeration","GDM-07-S-HC~TSL01","GDM-07-S-HC~TSL01",null,"Vertical Transparent Door Refrigerator","Vertical","Merchandiser","Automatic",1,0,1,"Hinged",6.69,6.69,0,38.25,24.13,24.63,1.01,"R-290","2016-07-11","2020-03-02","United States, Canada","ES_3320_GDM-07-S-HC~TSL01_02292020094804_1008722"]
[2355427,"True Manufacturing (True Food Service Equipment)","True Refrigeration","GDM-08-HC~TSL01","GDM-08-HC~TSL01",null,"Vertical Transparent Door Refrigerator","Vertical","Merchandiser","Automatic",1,0,1,"Hinged",7.16,7.16,0,48,23.5,23,1.04,"R-290","2017-08-01","2020-03-02","United States, Canada","ES_3320_GDM-08-HC~TSL01_02282020084014_4579889"]
[2355426,"True Manufacturing (True Food Service Equipment)","True Refrigeration","GDM-10-58-HC~TSL01","GDM-10-58-HC~TSL01",null,"Vertical Transparent Door Refrigerator","Vertical","Merchandiser","Automatic",1,0,1,"Hinged",10.31,10.31,0,58,24.88,23.13,1.39,"R-290","2017-05-01","2020-03-02","United States, Canada","ES_3320_GDM-10-58-HC~TSL01_02282020085226_7084619"]
[2355425,"True Manufacturing (True Food Service Equipment)","True Refrigeration","GDM-10-HC~TSL01","GDM-10-HC~TSL01",null,"Vertical Transparent Door Refrigerator","Vertical","Merchandiser","Automatic",1,0,1,"Hinged",9.1999999999999993,9.1999999999999993,0,53.5,24.88,23.13,1.18,"R-290","2017-01-01","2020-03-02","United States, Canada","ES_3320_GDM-10-HC~TSL01_02292020092047_7065088"]
[2355424,"True Manufacturing (True Food Service Equipment)","True Refrigeration","GDM-12FC-HC~TSL01","GDM-12FC-HC~TSL01",null,"Vertical Transparent Door Refrigerator","Vertical","Merchandiser","Automatic",0,1,1,"Hinged",11.31,11.31,0,62.38,24.88,23.13,1.27,"R-290","2017-01-01","2020-03-02","United States, Canada","ES_3320_GDM-12FC-HC~TSL01_02282020121406_8212549"]
[2355423,"True Manufacturing (True Food Service Equipment)","True Refrigeration","GDM-12-HC~TSL01","GDM-12-HC~TSL01",null,"Vertical Transparent Door Refrigerator","Vertical","Merchandiser","Automatic",0,1,1,"Hinged",11.31,11.31,0,62.38,24.88,23.13,1.27,"R-290","2017-01-01","2020-03-02","United States, Canada","ES_3320_GDM-12-HC~TSL01_02282020091713_1567193"]
[2355422,"True Manufacturing (True Food Service Equipment)","True Refrigeration","GDM-19T-HC~TSL01","GDM-19T-HC~TSL01",null,"Vertical Transparent Door Refrigerator","Vertical","Merchandiser","Automatic",1,0,1,"Hinged",16.45,16.45,0,78.63,27,24.88,1.91,"R-290","2016-10-26","2020-03-02","United States, Canada","ES_3320_GDM-19T-HC~TSL01_02282020122651_5234491"]
[2355421,"True Manufacturing (True Food Service Equipment)","True Refrigeration","GDM-23FC-HC~TSL01","GDM-23FC-HC~TSL01",null,"Vertical Transparent Door Refrigerator","Vertical","Merchandiser","Automatic",1,0,1,"Hinged",20.55,20.55,0,75.53,27,29.88,1.95,"R-290","2017-01-01","2020-03-02","United States, Canada","ES_3320_GDM-23FC-HC~TSL01_02282020132255_8541224"]
[2355420,"True Manufacturing (True Food Service Equipment)","True Refrigeration","GDM-23-HC~TSL01","GDM-23-HC~TSL01",null,"Vertical Transparent Door Refrigerator","Vertical","Merchandiser","Automatic",1,0,1,"Hinged",20.55,20.55,0,75.53,27,29.88,1.95,"R-290","2017-01-01","2020-03-02","United States, Canada","ES_3320_GDM-23-HC~TSL01_02282020132254_4759485"]
[2355419,"True Manufacturing (True Food Service Equipment)","True Refrigeration","GDM-26-HC~TSL01","GDM-26-HC~TSL01",null,"Vertical Transparent Door Refrigerator","Vertical","Merchandiser","Automatic",1,0,1,"Hinged",23.21,23.21,0,78.63,30,29.88,1.92,"R-290","2017-01-01","2020-03-02","United States, Canada","ES_3320_GDM-26-HC~TSL01_02282020133804_2070886"]
[2355434,"True Manufacturing (True Food Service Equipment)","True Refrigeration","GDM-35SL-RF-HC-LD","GDM-35SL-RF-HC-LD",null,"Vertical Transparent Door Refrigerator","Vertical","Reach-in","Automatic",2,0,2,"Hinged",15.54,15.54,0,39.75,58.13,24.25,1.72,"R-290","2017-08-03","2020-03-02","United States, Canada","ES_3320_GDM-35SL-RF-HC-LD_02282020095532_9577295"]
[2355849,"True Manufacturing (True Food Service Equipment)","True Refrigeration","GDM-41C-48-HC-LD","GDM-41C-48-HC-LD",null,"Vertical Transparent Door Refrigerator","Vertical","Reach-in","Automatic",2,0,2,"Hinged",14.48,14.48,0,48,48,24.13,1.57,"R-290","2017-09-18","2020-03-05","United States, Canada","ES_3320_GDM-41C-48-HC-LD_02282020095222_3141900"]
[2355438,"True Manufacturing (True Food Service Equipment)","True Refrigeration","GDM-41SL-48-HC-LD","GDM-41SL-48-HC-LD",null,"Vertical Transparent Door Refrigerator","Vertical","Reach-in","Automatic",2,0,2,"Sliding",12.35,12.35,0,47.75,47.13,21,1.62,"R-290","2016-04-01","2020-03-02","United States, Canada","ES_3320_GDM-41SL-48-HC-LD_02282020095130_9174310"]
[2355441,"True Manufacturing (True Food Service Equipment)","True Refrigeration","GDM-41SL-54-HC-LD","GDM-41SL-54-HC-LD",null,"Vertical Transparent Door Refrigerator","Vertical","Reach-in","Automatic",2,0,2,"Sliding",14.1,14.1,0,54.13,47.13,21,1.71,"R-290","2014-09-26","2020-03-02","United States, Canada","ES_3320_GDM-41SL-54-HC-LD_02282020095016_4899408"]
[2355443,"True Manufacturing (True Food Service Equipment)","True Refrigeration","GDM-41SL-60-HC-LD","GDM-41SL-60-HC-LD",null,"Vertical Transparent Door Refrigerator","Vertical","Reach-in","Automatic",2,0,2,"Sliding",16.5,16.5,0,59.88,47.13,21,1.84,"R-290","2016-02-02","2020-03-02","United States, Canada","ES_3320_GDM-41SL-60-HC-LD_02282020094752_795709"]
[2357809,"True Manufacturing (True Food Service Equipment)","True Refrigeration","GDM-49FC-HC~TSL01","GDM-49FC-HC~TSL01",null,"Vertical Transparent Door Refrigerator","Vertical","Reach-in","Automatic",2,0,2,"Hinged",44.34,44.34,0,59.88,47.13,21,3.6,"R-290","2017-03-22","2020-04-10","United States, Canada","ES_3320_GDM-49FC-HC~TSL01_04072020151437_2311670"]
[2357808,"True Manufacturing (True Food Service Equipment)","True Refrigeration","GDM-49-HC~TSL01","GDM-49-HC~TSL01",null,"Vertical Transparent Door Refrigerator","Vertical","Reach-in","Automatic",2,0,2,"Hinged",44.34,44.34,0,59.88,47.13,21,3.6,"R-290","2017-03-22","2020-04-10","United States, Canada","ES_3320_GDM-49-HC~TSL01_04072020151437_5159112"]
[2358583,"True Manufacturing (True Food Service Equipment)","True Refrigeration","GDM-72FC-HC~TSL01","GDM-72FC-HC~TSL01",null,"Vertical Transparent Door Refrigerator","Vertical","Reach-in","Automatic",3,0,3,"Hinged",65.650000000000006,65.650000000000006,0,78.63,78.13,29.88,4.9000000000000004,"R-290","2017-03-22","2020-04-27","United States, Canada","ES_3320_GDM-72FC-HC~TSL01_04102020111935_2050287"]
[2358580,"True Manufacturing (True Food Service Equipment)","True Refrigeration","GDM-72-HC~TSL01","GDM-72-HC~TSL01",null,"Vertical Transparent Door Refrigerator","Vertical","Reach-in","Automatic",3,0,3,"Hinged",65.650000000000006,65.650000000000006,0,78.63,78.13,29.88,4.9000000000000004,"R-290","2017-03-22","2020-04-27","United States, Canada","ES_3320_GDM-72-HC~TSL01_04102020111935_46197"]
[2355696,"True Manufacturing (True Food Service Equipment)","True Refrigeration","STA1DT-2HS-HC","STA1DT-2HS-HC",null,"Vertical Solid Door Freezer,Vertical Solid Door Refrigerator","Vertical","Reach-in","Automatic",0,2,2,"Hinged",16.760000000000002,0,16.760000000000002,84.13,27.5,35.22,3.61,"R-290","2018-07-01","2020-02-28","United States, Canada","ES_3320_STA1DT-2HS-HC_03032020082351_5998917"]
[2355693,"True Manufacturing (True Food Service Equipment)","True Refrigeration","STA1DTA-2HS-HC","STA1DTA-2HS-HC",null,"Vertical Solid Door Freezer,Vertical Solid Door Refrigerator","Vertical","Reach-in","Automatic",0,2,2,"Hinged",16.760000000000002,0,16.760000000000002,84.13,27.5,35.22,3.61,"R-290","2018-07-01","2020-02-28","United States, Canada","ES_3320_STA1DTA-2HS-HC_03032020082351_9565088"]
[2355486,"True Manufacturing (True Food Service Equipment)","True Refrigeration","STA1R-1G-HC","STA1R-1G-HC",null,"Vertical Transparent Door Refrigerator","Vertical","Reach-in","Automatic",1,0,1,"Hinged",22.86,22.86,0,78.25,27.5,33.75,1.74,"R-290","2016-10-27","2020-03-02","United States, Canada","ES_3320_STA1R-1G-HC_02282020210407_4618494"]
[2355472,"True Manufacturing (True Food Service Equipment)","True Refrigeration","STA1R-1S-HC","STA1R-1S-HC",null,"Vertical Solid Door Refrigerator","Vertical","Reach-in","Automatic",0,1,1,"Hinged",22.09,0,22.09,78.25,27.5,33.75,1.61,"R-290","2014-11-24","2020-03-02","United States, Canada","ES_3320_STA1R-1S-HC_02282020200451_45740"]
[2355473,"True Manufacturing (True Food Service Equipment)","True Refrigeration","STA1R-2HS-HC","STA1R-2HS-HC",null,"Vertical Solid Door Refrigerator","Vertical","Reach-in","Automatic",0,2,2,"Hinged",22.01,0,22.01,78.25,27.5,33.75,1.66,"R-290","2014-11-21","2020-03-02","United States, Canada","ES_3320_STA1R-2HS-HC_02282020201226_2143213"]
[2355482,"True Manufacturing (True Food Service Equipment)","True Refrigeration","STA1RPT-1S-1S-HC","STA1RPT-1S-1S-HC",null,"Vertical Solid Door Refrigerator","Vertical","Pass-through","Automatic",0,2,2,"Hinged",23.52,0,23.52,78.25,27.5,39.44,1.63,"R-290","2014-11-21","2020-03-02","United States, Canada","ES_3320_STA1RPT-1S-1S-HC_02282020210002_8388025"]
[2355479,"True Manufacturing (True Food Service Equipment)","True Refrigeration","STA1RPT-2HS-1S-HC","STA1RPT-2HS-1S-HC",null,"Vertical Solid Door Refrigerator","Vertical","Pass-through","Automatic",0,4,4,"Hinged",23.35,0,23.35,77.75,27.5,36.130000000000003,1.84,"R-290","2014-11-21","2020-03-02","United States, Canada","ES_3320_STA1RPT-2HS-1S-HC_02282020201913_4756717"]
[2355476,"True Manufacturing (True Food Service Equipment)","True Refrigeration","STA1RPT-2HS-2HS-HC","STA1RPT-2HS-2HS-HC",null,"Vertical Solid Door Refrigerator","Vertical","Pass-through","Automatic",0,4,4,"Hinged",23.35,0,23.35,77.75,27.5,36.130000000000003,1.84,"R-290","2014-11-21","2020-03-02","United States, Canada","ES_3320_STA1RPT-2HS-2HS-HC_02282020201912_6871454"]
[2355491,"True Manufacturing (True Food Service Equipment)","True Refrigeration","STA2R-2G-HC","STA2R-2G-HC",null,"Vertical Transparent Door Refrigerator","Vertical","Reach-in","Automatic",0,2,2,"Hinged",46.86,0,46.86,77.75,52.63,33.75,3.01,"R-290","2015-07-20","2020-03-02","United States, Canada","ES_3320_STA2R-2G-HC_02292020171503_360376"]
[2355504,"True Manufacturing (True Food Service Equipment)","True Refrigeration","STA2R-2S-HC","STA2R-2S-HC",null,"Vertical Solid Door Refrigerator","Vertical","Reach-in","Automatic",0,2,2,"Hinged",46.86,0,46.86,77.75,52.63,33.75,2.23,"R-290","2015-05-25","2020-03-02","United States, Canada","ES_3320_STA2R-2S-HC_02282020210912_929834"]
[2358603,"True Manufacturing (True Food Service Equipment)","True Refrigeration","STA2R-4HG-HC","STA2R-4HG-HC",null,"Vertical Transparent Door Refrigerator","Vertical","Reach-in","Automatic",8,0,8,"Hinged",48.01,48.01,0,77.75,52.63,36.130000000000003,3.41,"R-290","2016-01-04","2020-04-27","United States, Canada","ES_3320_STA2R-4HG-HC_04132020090932_530642"]
[2358606,"True Manufacturing (True Food Service Equipment)","True Refrigeration","STA2RPT-2G-2G-HC","STA2RPT-2G-2G-HC",null,"Vertical Transparent Door Refrigerator","Vertical","Reach-in","Automatic",8,0,8,"Hinged",48.01,48.01,0,77.75,52.63,36.130000000000003,3.41,"R-290","2016-01-04","2020-04-27","United States, Canada","ES_3320_STA2RPT-2G-2G-HC_04132020090932_142430"]
[2358612,"True Manufacturing (True Food Service Equipment)","True Refrigeration","STA2RPT-2G-2S-HC","STA2RPT-2G-2S-HC",null,"Vertical Transparent Door Refrigerator","Vertical","Reach-in","Automatic",8,0,8,"Hinged",48.01,48.01,0,77.75,52.63,36.130000000000003,3.41,"R-290","2016-01-04","2020-04-27","United States, Canada","ES_3320_STA2RPT-2G-2S-HC_04132020090934_3463120"]
[2358621,"True Manufacturing (True Food Service Equipment)","True Refrigeration","STA2RPT-2HG/2HS-2G-HC","STA2RPT-2HG/2HS-2G-HC",null,"Vertical Transparent Door Refrigerator","Vertical","Reach-in","Automatic",8,0,8,"Hinged",48.01,48.01,0,77.75,52.63,36.130000000000003,3.41,"R-290","2016-01-04","2020-04-27","United States, Canada","ES_3320_STA2RPT-2HG/2HS-2G-HC_04132020090935_636227"]
[2358609,"True Manufacturing (True Food Service Equipment)","True Refrigeration","STA2RPT-2S-2G-HC","STA2RPT-2S-2G-HC",null,"Vertical Transparent Door Refrigerator","Vertical","Reach-in","Automatic",8,0,8,"Hinged",48.01,48.01,0,77.75,52.63,36.130000000000003,3.41,"R-290","2016-01-04","2020-04-27","United States, Canada","ES_3320_STA2RPT-2S-2G-HC_04132020090933_3725414"]
[2358624,"True Manufacturing (True Food Service Equipment)","True Refrigeration","STA2RPT-4HG-2G-HC","STA2RPT-4HG-2G-HC",null,"Vertical Transparent Door Refrigerator","Vertical","Reach-in","Automatic",8,0,8,"Hinged",48.01,48.01,0,77.75,52.63,36.130000000000003,3.41,"R-290","2016-01-04","2020-04-27","United States, Canada","ES_3320_STA2RPT-4HG-2G-HC_04132020090936_3716933"]
[2358618,"True Manufacturing (True Food Service Equipment)","True Refrigeration","STA2RPT-4HG-2S-HC","STA2RPT-4HG-2S-HC",null,"Vertical Transparent Door Refrigerator","Vertical","Reach-in","Automatic",8,0,8,"Hinged",48.01,48.01,0,77.75,52.63,36.130000000000003,3.41,"R-290","2016-01-04","2020-04-27","United States, Canada","ES_3320_STA2RPT-4HG-2S-HC_04132020090935_1791487"]
[2358616,"True Manufacturing (True Food Service Equipment)","True Refrigeration","STG2RPT-4HS-2G-HC","STG2RPT-4HS-2G-HC",null,"Vertical Transparent Door Refrigerator","Vertical","Reach-in","Automatic",8,0,8,"Hinged",48.01,48.01,0,77.75,52.63,36.130000000000003,3.41,"R-290","2016-01-04","2020-04-27","United States, Canada","ES_3320_STG2RPT-4HS-2G-HC_04132020090934_6688301"]
[2355697,"True Manufacturing (True Food Service Equipment)","True Refrigeration","STR1DT-2HS-HC","STR1DT-2HS-HC",null,"Vertical Solid Door Freezer,Vertical Solid Door Refrigerator","Vertical","Reach-in","Automatic",0,2,2,"Hinged",16.760000000000002,0,16.760000000000002,84.13,27.5,35.22,3.61,"R-290","2018-07-01","2020-02-28","United States, Canada","ES_3320_STR1DT-2HS-HC_03032020082351_9914492"]
[2355694,"True Manufacturing (True Food Service Equipment)","True Refrigeration","STR1DTA-2HS-HC","STR1DTA-2HS-HC",null,"Vertical Solid Door Freezer,Vertical Solid Door Refrigerator","Vertical","Reach-in","Automatic",0,2,2,"Hinged",16.760000000000002,0,16.760000000000002,84.13,27.5,35.22,3.61,"R-290","2018-07-01","2020-02-28","United States, Canada","ES_3320_STR1DTA-2HS-HC_03032020082351_2058527"]
[2355485,"True Manufacturing (True Food Service Equipment)","True Refrigeration","STR1R-1G-HC","STR1R-1G-HC",null,"Vertical Transparent Door Refrigerator","Vertical","Reach-in","Automatic",1,0,1,"Hinged",22.86,22.86,0,78.25,27.5,33.75,1.74,"R-290","2016-10-27","2020-03-02","United States, Canada","ES_3320_STR1R-1G-HC_02282020210407_7302820"]
[2355471,"True Manufacturing (True Food Service Equipment)","True Refrigeration","STR1R-1S-HC","STR1R-1S-HC",null,"Vertical Solid Door Refrigerator","Vertical","Reach-in","Automatic",0,1,1,"Hinged",22.09,0,22.09,78.25,27.5,33.75,1.61,"R-290","2014-11-24","2020-03-02","United States, Canada","ES_3320_STR1R-1S-HC_02282020200450_4482385"]
[2355474,"True Manufacturing (True Food Service Equipment)","True Refrigeration","STR1R-2HS-HC","STR1R-2HS-HC",null,"Vertical Solid Door Refrigerator","Vertical","Reach-in","Automatic",0,2,2,"Hinged",22.01,0,22.01,78.25,27.5,33.75,1.66,"R-290","2014-11-21","2020-03-02","United States, Canada","ES_3320_STR1R-2HS-HC_02282020201226_4310419"]
[2355481,"True Manufacturing (True Food Service Equipment)","True Refrigeration","STR1RPT-1S-1S-HC","STR1RPT-1S-1S-HC",null,"Vertical Solid Door Refrigerator","Vertical","Pass-through","Automatic",0,2,2,"Hinged",23.52,0,23.52,78.25,27.5,39.44,1.63,"R-290","2014-11-21","2020-03-02","United States, Canada","ES_3320_STR1RPT-1S-1S-HC_02282020210002_7793390"]
[2355478,"True Manufacturing (True Food Service Equipment)","True Refrigeration","STR1RPT-2HS-1S-HC","STR1RPT-2HS-1S-HC",null,"Vertical Solid Door Refrigerator","Vertical","Pass-through","Automatic",0,4,4,"Hinged",23.35,0,23.35,77.75,27.5,36.130000000000003,1.84,"R-290","2014-11-21","2020-03-02","United States, Canada","ES_3320_STR1RPT-2HS-1S-HC_02282020201912_9966965"]
[2355475,"True Manufacturing (True Food Service Equipment)","True Refrigeration","STR1RPT-2HS-2HS-HC","STR1RPT-2HS-2HS-HC",null,"Vertical Solid Door Refrigerator","Vertical","Pass-through","Automatic",0,4,4,"Hinged",23.35,0,23.35,77.75,27.5,36.130000000000003,1.84,"R-290","2014-11-21","2020-03-02","United States, Canada","ES_3320_STR1RPT-2HS-2HS-HC_02282020201912_5327417"]
[2355490,"True Manufacturing (True Food Service Equipment)","True Refrigeration","STR2R-2G-HC","STR2R-2G-HC",null,"Vertical Transparent Door Refrigerator","Vertical","Reach-in","Automatic",0,2,2,"Hinged",46.86,0,46.86,77.75,52.63,33.75,3.01,"R-290","2015-07-20","2020-03-02","United States, Canada","ES_3320_STR2R-2G-HC_02292020171503_5344964"]
[2355488,"True Manufacturing (True Food Service Equipment)","True Refrigeration","STR2R-2S-HC","STR2R-2S-HC",null,"Vertical Solid Door Refrigerator","Vertical","Reach-in","Automatic",0,2,2,"Hinged",46.86,0,46.86,77.75,52.63,33.75,2.23,"R-290","2015-05-25","2020-03-02","United States, Canada","ES_3320_STR2R-2S-HC_02282020210912_9712030"]
[2358602,"True Manufacturing (True Food Service Equipment)","True Refrigeration","STR2R-4HG-HC","STR2R-4HG-HC",null,"Vertical Transparent Door Refrigerator","Vertical","Reach-in","Automatic",8,0,8,"Hinged",48.01,48.01,0,77.75,52.63,36.130000000000003,3.41,"R-290","2016-01-04","2020-04-27","United States, Canada","ES_3320_STR2R-4HG-HC_04132020090931_15183"]
[2358605,"True Manufacturing (True Food Service Equipment)","True Refrigeration","STR2RPT-2G-2G-HC","STR2RPT-2G-2G-HC",null,"Vertical Transparent Door Refrigerator","Vertical","Reach-in","Automatic",8,0,8,"Hinged",48.01,48.01,0,77.75,52.63,36.130000000000003,3.41,"R-290","2016-01-04","2020-04-27","United States, Canada","ES_3320_STR2RPT-2G-2G-HC_04132020090932_3274558"]
[2358611,"True Manufacturing (True Food Service Equipment)","True Refrigeration","STR2RPT-2G-2S-HC","STR2RPT-2G-2S-HC",null,"Vertical Transparent Door Refrigerator","Vertical","Reach-in","Automatic",8,0,8,"Hinged",48.01,48.01,0,77.75,52.63,36.130000000000003,3.41,"R-290","2016-01-04","2020-04-27","United States, Canada","ES_3320_STR2RPT-2G-2S-HC_04132020090933_8571485"]
[2358620,"True Manufacturing (True Food Service Equipment)","True Refrigeration","STR2RPT-2HG/2HS-2G-HC","STR2RPT-2HG/2HS-2G-HC",null,"Vertical Transparent Door Refrigerator","Vertical","Reach-in","Automatic",8,0,8,"Hinged",48.01,48.01,0,77.75,52.63,36.130000000000003,3.41,"R-290","2016-01-04","2020-04-27","United States, Canada","ES_3320_STR2RPT-2HG/2HS-2G-HC_04132020090935_8623390"]
[2358608,"True Manufacturing (True Food Service Equipment)","True Refrigeration","STR2RPT-2S-2G-HC","STR2RPT-2S-2G-HC",null,"Vertical Transparent Door Refrigerator","Vertical","Reach-in","Automatic",8,0,8,"Hinged",48.01,48.01,0,77.75,52.63,36.130000000000003,3.41,"R-290","2016-01-04","2020-04-27","United States, Canada","ES_3320_STR2RPT-2S-2G-HC_04132020090933_5823304"]
[2358623,"True Manufacturing (True Food Service Equipment)","True Refrigeration","STR2RPT-4HG-2G-HC","STR2RPT-4HG-2G-HC",null,"Vertical Transparent Door Refrigerator","Vertical","Reach-in","Automatic",8,0,8,"Hinged",48.01,48.01,0,77.75,52.63,36.130000000000003,3.41,"R-290","2016-01-04","2020-04-27","United States, Canada","ES_3320_STR2RPT-4HG-2G-HC_04132020090936_4833933"]
[2358617,"True Manufacturing (True Food Service Equipment)","True Refrigeration","STR2RPT-4HG-2S-HC","STR2RPT-4HG-2S-HC",null,"Vertical Transparent Door Refrigerator","Vertical","Reach-in","Automatic",8,0,8,"Hinged",48.01,48.01,0,77.75,52.63,36.130000000000003,3.41,"R-290","2016-01-04","2020-04-27","United States, Canada","ES_3320_STR2RPT-4HG-2S-HC_04132020090935_898604"]
[2358599,"True Manufacturing (True Food Service Equipment)","True Refrigeration","STR2RPT-4HG-4HG-HC","STR2RPT-4HG-4HG-HC",null,"Vertical Transparent Door Refrigerator","Vertical","Reach-in","Automatic",8,0,8,"Hinged",48.01,48.01,0,77.75,52.63,36.130000000000003,3.41,"R-290","2016-01-04","2020-04-27","United States, Canada","ES_3320_STR2RPT-4HG-4HG-HC_04132020090931_3075372"]
[2358600,"True Manufacturing (True Food Service Equipment)","True Refrigeration","STA2RPT-4HG-4HG-HC","STA2RPT-4HG-4HG-HC",null,"Vertical Transparent Door Refrigerator","Vertical","Reach-in","Automatic",8,0,8,"Hinged",48.01,48.01,0,77.75,52.63,36.130000000000003,3.41,"R-290","2016-01-04","2020-04-27","United States, Canada","ES_3320_STA2RPT-4HG-4HG-HC_04132020090931_7409021"]
[2358615,"True Manufacturing (True Food Service Equipment)","True Refrigeration","STA2RPT-4HS-2G-HC","STA2RPT-4HS-2G-HC",null,"Vertical Transparent Door Refrigerator","Vertical","Reach-in","Automatic",8,0,8,"Hinged",48.01,48.01,0,77.75,52.63,36.130000000000003,3.41,"R-290","2016-01-04","2020-04-27","United States, Canada","ES_3320_STA2RPT-4HS-2G-HC_04132020090934_8174392"]
[2355695,"True Manufacturing (True Food Service Equipment)","True Refrigeration","STG1DT-2HS-HC","STG1DT-2HS-HC",null,"Vertical Solid Door Freezer,Vertical Solid Door Refrigerator","Vertical","Reach-in","Automatic",0,2,2,"Hinged",16.760000000000002,0,16.760000000000002,84.13,27.5,35.22,3.61,"R-290","2018-07-01","2020-02-28","United States, Canada","ES_3320_STG1DT-2HS-HC_03032020082351_800271"]
[2355314,"True Manufacturing (True Food Service Equipment)","True Refrigeration","STG1DTA-2HS-HC","STG1DTA-2HS-HC",null,"Vertical Solid Door Freezer,Vertical Solid Door Refrigerator","Vertical","Reach-in","Automatic",0,2,2,"Hinged",16.760000000000002,0,16.760000000000002,84.13,27.5,35.22,3.61,"R-290","2018-07-01","2020-02-28","United States, Canada","ES_3320_STG1DTA-2HS-HC_02262020160930_4833185"]
[2355487,"True Manufacturing (True Food Service Equipment)","True Refrigeration","STG1R-1G-HC","STG1R-1G-HC",null,"Vertical Transparent Door Refrigerator","Vertical","Reach-in","Automatic",1,0,1,"Hinged",22.86,22.86,0,78.25,27.5,33.75,1.74,"R-290","2016-10-27","2020-03-02","United States, Canada","ES_3320_STG1R-1G-HC_02282020210407_7099252"]
[2355505,"True Manufacturing (True Food Service Equipment)","True Refrigeration","STG1R-2HS-HC","STG1R-2HS-HC",null,"Vertical Solid Door Refrigerator","Vertical","Reach-in","Automatic",0,2,2,"Hinged",22.01,0,22.01,78.25,27.5,33.75,1.66,"R-290","2014-11-21","2020-03-02","United States, Canada","ES_3320_STG1R-2HS-HC_03022020134644_8230081"]
[2355483,"True Manufacturing (True Food Service Equipment)","True Refrigeration","STG1RPT-1S-1S-HC","STG1RPT-1S-1S-HC",null,"Vertical Solid Door Refrigerator","Vertical","Pass-through","Automatic",0,2,2,"Hinged",23.52,0,23.52,78.25,27.5,39.44,1.63,"R-290","2014-11-21","2020-03-02","United States, Canada","ES_3320_STG1RPT-1S-1S-HC_02282020210002_2901406"]
[2355480,"True Manufacturing (True Food Service Equipment)","True Refrigeration","STG1RPT-2HS-1S-HC","STG1RPT-2HS-1S-HC",null,"Vertical Solid Door Refrigerator","Vertical","Pass-through","Automatic",0,4,4,"Hinged",23.35,0,23.35,77.75,27.5,36.130000000000003,1.84,"R-290","2014-11-21","2020-03-02","United States, Canada","ES_3320_STG1RPT-2HS-1S-HC_02282020201913_7798547"]
[2355477,"True Manufacturing (True Food Service Equipment)","True Refrigeration","STG1RPT-2HS-2HS-HC","STG1RPT-2HS-2HS-HC",null,"Vertical Solid Door Refrigerator","Vertical","Pass-through","Automatic",0,4,4,"Hinged",23.35,0,23.35,77.75,27.5,36.130000000000003,1.84,"R-290","2014-11-21","2020-03-02","United States, Canada","ES_3320_STG1RPT-2HS-2HS-HC_02282020201912_9486032"]
[2355492,"True Manufacturing (True Food Service Equipment)","True Refrigeration","STG2R-2G-HC","STG2R-2G-HC",null,"Vertical Transparent Door Refrigerator","Vertical","Reach-in","Automatic",0,2,2,"Hinged",46.86,0,46.86,77.75,52.63,33.75,3.01,"R-290","2015-07-20","2020-03-02","United States, Canada","ES_3320_STG2R-2G-HC_02292020171504_3442178"]
[2355489,"True Manufacturing (True Food Service Equipment)","True Refrigeration","STG2R-2S-HC","STG2R-2S-HC",null,"Vertical Solid Door Refrigerator","Vertical","Reach-in","Automatic",0,2,2,"Hinged",46.86,0,46.86,77.75,52.63,33.75,2.23,"R-290","2015-05-25","2020-03-02","United States, Canada","ES_3320_STG2R-2S-HC_02282020210912_9479165"]
[2358604,"True Manufacturing (True Food Service Equipment)","True Refrigeration","STG2R-4HG-HC","STG2R-4HG-HC",null,"Vertical Transparent Door Refrigerator","Vertical","Reach-in","Automatic",8,0,8,"Hinged",48.01,48.01,0,77.75,52.63,36.130000000000003,3.41,"R-290","2016-01-04","2020-04-27","United States, Canada","ES_3320_STG2R-4HG-HC_04132020090932_8097772"]
[2358607,"True Manufacturing (True Food Service Equipment)","True Refrigeration","STG2RPT-2G-2G-HC","STG2RPT-2G-2G-HC",null,"Vertical Transparent Door Refrigerator","Vertical","Reach-in","Automatic",8,0,8,"Hinged",48.01,48.01,0,77.75,52.63,36.130000000000003,3.41,"R-290","2016-01-04","2020-04-27","United States, Canada","ES_3320_STG2RPT-2G-2G-HC_04132020090933_5022694"]
[2358613,"True Manufacturing (True Food Service Equipment)","True Refrigeration","STG2RPT-2G-2S-HC","STG2RPT-2G-2S-HC",null,"Vertical Transparent Door Refrigerator","Vertical","Reach-in","Automatic",8,0,8,"Hinged",48.01,48.01,0,77.75,52.63,36.130000000000003,3.41,"R-290","2016-01-04","2020-04-27","United States, Canada","ES_3320_STG2RPT-2G-2S-HC_04132020090934_6746347"]
[2358622,"True Manufacturing (True Food Service Equipment)","True Refrigeration","STG2RPT-2HG/2HS-2G-HC","STG2RPT-2HG/2HS-2G-HC",null,"Vertical Transparent Door Refrigerator","Vertical","Reach-in","Automatic",8,0,8,"Hinged",48.01,48.01,0,77.75,52.63,36.130000000000003,3.41,"R-290","2016-01-04","2020-04-27","United States, Canada","ES_3320_STG2RPT-2HG/2HS-2G-HC_04132020090936_7417238"]
[2358610,"True Manufacturing (True Food Service Equipment)","True Refrigeration","STG2RPT-2S-2G-HC","STG2RPT-2S-2G-HC",null,"Vertical Transparent Door Refrigerator","Vertical","Reach-in","Automatic",8,0,8,"Hinged",48.01,48.01,0,77.75,52.63,36.130000000000003,3.41,"R-290","2016-01-04","2020-04-27","United States, Canada","ES_3320_STG2RPT-2S-2G-HC_04132020090933_2216583"]
[2358625,"True Manufacturing (True Food Service Equipment)","True Refrigeration","STG2RPT-4HG-2G-HC","STG2RPT-4HG-2G-HC",null,"Vertical Transparent Door Refrigerator","Vertical","Reach-in","Automatic",8,0,8,"Hinged",48.01,48.01,0,77.75,52.63,36.130000000000003,3.41,"R-290","2016-01-04","2020-04-27","United States, Canada","ES_3320_STG2RPT-4HG-2G-HC_04132020090936_3766680"]
[2358619,"True Manufacturing (True Food Service Equipment)","True Refrigeration","STG2RPT-4HG-2S-HC","STG2RPT-4HG-2S-HC",null,"Vertical Transparent Door Refrigerator","Vertical","Reach-in","Automatic",8,0,8,"Hinged",48.01,48.01,0,77.75,52.63,36.130000000000003,3.41,"R-290","2016-01-04","2020-04-27","United States, Canada","ES_3320_STG2RPT-4HG-2S-HC_04132020090935_9531792"]
[2358601,"True Manufacturing (True Food Service Equipment)","True Refrigeration","STG2RPT-4HG-4HG-HC","STG2RPT-4HG-4HG-HC",null,"Vertical Transparent Door Refrigerator","Vertical","Reach-in","Automatic",8,0,8,"Hinged",48.01,48.01,0,77.75,52.63,36.130000000000003,3.41,"R-290","2016-01-04","2020-04-27","United States, Canada","ES_3320_STG2RPT-4HG-4HG-HC_04132020090931_3925729"]
[2364508,"Traulsen (A division of ITW Food Equipment Group)","Traulsen","CLUC-60R-GD","CLUC-60R-GD",null,"Vertical Transparent Door Refrigerator","Vertical","Under-counter Unit","Automatic",2,0,2,"Hinged",16.399999999999999,16.399999999999999,0,30,60.25,31.5,1.84,"R-450A","2020-07-22","2020-08-12","United States, Canada","ES_1019387_CLUC-60R-GD_07232020131210_3519098"]
[2364507,"Traulsen (A division of ITW Food Equipment Group)","Traulsen","CLUC-60R-SD","CLUC-60R-SD",null,"Vertical Solid Door Refrigerator","Vertical","Under-counter Unit","Automatic",0,2,2,"Hinged",15.9,0,15.9,30,60.25,31.5,1.29,"R-450A","2020-07-22","2020-08-12","United States, Canada","ES_1019387_CLUC-60R-SD_07232020125228_9224511"]
[2361729,"Traulsen (A division of ITW Food Equipment Group)","Traulsen","CLUC-72R-GD","CLUC-72R-GD",null,"Vertical Transparent Door Refrigerator","Vertical","Under-counter Unit","Automatic",3,0,3,"Hinged",20.3,20.3,0,30,72.25,31.5,2.0299999999999998,"R-450A","2020-07-01","2020-06-16","United States, Canada","ES_1019387_CLUC-72R-GD_05292020144946_6704522"]
[2361732,"Traulsen (A division of ITW Food Equipment Group)","Traulsen","CLUC-72R-SD","CLUC-72R-SD",null,"Vertical Solid Door Refrigerator","Vertical","Under-counter Unit","Automatic",0,3,3,"Hinged",19.600000000000001,0,19.600000000000001,30,72.25,31.5,1.52,"R-450A","2020-07-01","2020-06-16","United States, Canada","ES_1019387_CLUC-72R-SD_06082020124517_8927423"]
[2308685,"Traulsen (A division of ITW Food Equipment Group)","Traulsen","G1000*","G10000",null,"Vertical Solid Door Refrigerator","Vertical","Reach-in","Manual",0,2,2,"Hinged",23.37,0,23.37,84,30,35,1.75,"R-134a","2017-12-30","2018-01-04","United States, Canada","ES_1019387_G10000_12312017110637_36279"]
[2293474,"Traulsen (A division of ITW Food Equipment Group)","Traulsen","G1000*-032","G10000-032",null,"Vertical Solid Door Refrigerator","Vertical","Reach-in","Manual",0,1,1,"Hinged",23.36,0,23.36,77.25,29.88,33.630000000000003,1.76,"R-290","2015-02-25","2015-02-25","United States, Canada","ES_1019387_G1000x-031_02272015144658_7000543"]
[2296209,"Traulsen (A division of ITW Food Equipment Group)","Traulsen","G1001x-032","G10010-32",null,"Vertical Solid Door Refrigerator","Vertical","Reach-in","Manual",0,1,1,"Hinged",23.8,0,23.8,77.25,29.88,33.630000000000003,1.8,"R-290","2015-02-25","2017-05-17","United States, Canada","ES_1019387_G10010-32_04172017164851_8046991"]
[2308682,"Traulsen (A division of ITW Food Equipment Group)","Traulsen","G2000*","G20000",null,"Vertical Solid Door Refrigerator","Vertical","Reach-in","Manual",0,2,2,"Hinged",46.02,0,46.02,84,53,35,2.78,"R-134a","2017-12-30","2018-01-04","United States, Canada","ES_1019387_G20000_12312017104823_8634912"]
[2308681,"Traulsen (A division of ITW Food Equipment Group)","Traulsen","G3000*-032","G30000-032",null,"Vertical Solid Door Refrigerator","Vertical","Reach-in","Manual",0,6,6,"Hinged",69.150000000000006,0,69.150000000000006,84,77,35,3.37,"R-290","2017-12-30","2018-01-04","United States, Canada","ES_1019387_G30000-032_12312017105712_1114618"]
[2293509,"Traulsen (A division of ITW Food Equipment Group)","Traulsen","G3001*","G30010",null,"Vertical Solid Door Refrigerator","Vertical","Reach-in","Automatic",0,3,3,"Hinged",69.349999999999994,0,69.349999999999994,58.88,72.5,27,3.38,"R-134a","2017-03-27","2017-04-03","United States, Canada","ES_1019387_G30010_03312017125436_1330377"]
[2308680,"Traulsen (A division of ITW Food Equipment Group)","Traulsen","AHT132WUT-HHS-eS","RHT132WUT-HHS-eS",null,"Vertical Solid Door Refrigerator","Vertical","Reach-in","Manual",0,2,2,"Hinged",23.37,0,23.37,84,30,35,1.75,"R-134a","2017-12-30","2018-01-04","United States, Canada","ES_1019387_RHT132WUT-HHS-eS_12312017105216_802881"]
[2308683,"Traulsen (A division of ITW Food Equipment Group)","Traulsen","AHT332WUT-FHS-eS","RHT332WUT-FHS-eS",null,"Vertical Solid Door Refrigerator","Vertical","Reach-in","Manual",0,3,3,"Hinged",77.45,0,77.45,84,87,35,3.56,"R-134a","2017-12-30","2018-01-04","United States, Canada","ES_1019387_RHT332WUT-FHS-eS_12312017110948_8475000"]
[2294283,"Traulsen (A division of ITW Food Equipment Group)","Traulsen","UHT32**-0300","UHT32**-0300",null,"Vertical Solid Door Refrigerator","Vertical","Reach-in","Manual",0,1,1,"Hinged",8.61,0,8.61,29.5,32,29.88,1.1000000000000001,"R-290","2015-03-30","2016-06-08","United States, Canada","ES_1019387_UHT32XX-0300-XX_06082016133719_1385003"]
[2293473,"Traulsen (A division of ITW Food Equipment Group)","Traulsen","UHT48**-0300","UHT48**-0300",null,"Vertical Solid Door Refrigerator","Vertical","Reach-in","Manual",0,2,2,"Hinged",13.56,0,13.56,35.5,48,31,1.2,"R-290","2015-03-30","2016-06-08","United States, Canada","ES_1019387_UHT48XX-0300-XX_06082016135352_2383844"]
[2355432,"True Manufacturing (True Food Service Equipment)","True Refrigeration","GDM-05-HC-LD","GDM-05-HC-LD",null,"Vertical Transparent Door Refrigerator","Vertical","Merchandiser","Automatic",1,0,1,"Hinged",5.43,5.43,0,37,24,23.5,0.85,"R-290","2017-04-25","2020-03-02","United States, Canada","ES_3320_GDM-05-HC-LD_02262020133512_963403"]
[2355433,"True Manufacturing (True Food Service Equipment)","True Refrigeration","GDM-05-S-HC-LD","GDM-05-S-HC-LD",null,"Vertical Transparent Door Refrigerator","Vertical","Merchandiser","Automatic",1,0,1,"Hinged",5.43,5.43,0,37,24,23.5,0.85,"R-290","2017-04-25","2020-03-02","United States, Canada","ES_3320_GDM-05-S-HC-LD_02292020095942_2455560"]
[2355430,"True Manufacturing (True Food Service Equipment)","True Refrigeration","GDM-06-34-HC~TSL01","GDM-06-34-HC~TSL01",null,"Vertical Transparent Door Refrigerator","Vertical","Merchandiser","Automatic",1,0,1,"Hinged",5.05,5.05,0,33.630000000000003,20.75,26.38,0.86,"R-290","2017-08-01","2020-03-02","United States, Canada","ES_3320_GDM-06-34-HC~TSL01_02262020151603_1184808"]
[2355431,"True Manufacturing (True Food Service Equipment)","True Refrigeration","GDM-06-34-HC~TSL01-EXT TOP","GDM-06-34-HC~TSL01-EXT TOP",null,"Vertical Transparent Door Refrigerator","Vertical","Merchandiser","Automatic",1,0,1,"Hinged",5.05,5.05,0,33.630000000000003,20.75,26.38,0.86,"R-290","2017-08-01","2020-03-02","United States, Canada","ES_3320_GDM-06-34-HC~TSL01-EXT TOP_02292020095459_5658838"]
[2298465,"The Delfield Company (A division of Welbilt)","Delfield","F18WC44P********","F18WC44P********",null,"Vertical Solid Door Refrigerator","Vertical","None","Automatic",0,1,1,"Hinged",9.14,0,0,36,44,31.5,0.99,"R-290","2017-06-22","2017-06-22","United States, Canada","ES_42794_F18WC44P_06232017115545_9119378"]
[2311159,"The Delfield Company (A division of Welbilt)","Delfield","GAR1NP-G********","GAR1NP-G********",null,"Vertical Transparent Door Refrigerator","Vertical","Reach-in","Automatic",1,0,1,"Hinged",17.989999999999998,17.989999999999998,0,79.5,24,30,1.92,"R-290","2018-05-01","2018-03-02","United States, Canada","ES_42794_GAR1NP-G_02272018174445_2664605"]
[2302132,"The Delfield Company (A division of Welbilt)","Delfield","GAR1NP-GH*******","GAR1NP-GH*******",null,"Vertical Transparent Door Refrigerator","Vertical","Transparent Door Refrigerator Cabinet","Automatic",2,0,2,"Hinged",17.87,17.87,0,79.5,24,30,1.98,"R-290","2017-04-01","2017-08-15","United States, Canada","ES_42794_CSR1NP-GH_07242017162753_116"]
[2311160,"The Delfield Company (A division of Welbilt)","Delfield","GAR2NP-G********","GAR2NP-G********",null,"Vertical Transparent Door Refrigerator","Vertical","Reach-in","Automatic",2,0,2,"Hinged",39.76,39.76,0,79.5,48.42,30,2.59,"R-290","2018-05-01","2018-03-02","United States, Canada","ES_42794_GAR2NP-G_02272018182012_5256158"]
[2302131,"The Delfield Company (A division of Welbilt)","Delfield","GAR2NP-GH*******","GAR2NP-GH*******",null,"Vertical Transparent Door Refrigerator","Vertical","Commercial Transparent Door Refrigerator Cabinet","Automatic",4,0,4,"Hinged",39.53,39.53,0,79.5,48.42,30.02,2.37,"R-290","2017-04-01","2017-08-15","United States, Canada","ES_42794_CSR2NP-GH_07242017171132_1311151"]
[2302126,"The Delfield Company (A division of Welbilt)","Delfield","GAR2NP-S********","GAR2NP-S********",null,"Vertical Solid Door Refrigerator","Vertical","Commercial Solid Door Refrigerator Cabinet","Automatic",0,2,2,"Hinged",39.76,0,39.76,79.5,48.4,30,2.12,"R-290","2017-04-01","2017-08-15","United States, Canada","ES_42794_CSR2NP-S_07242017170446_589715"]
[2302130,"The Delfield Company (A division of Welbilt)","Delfield","GAR2NP-SH*******","GAR2NP-SH*******",null,"Vertical Solid Door Refrigerator","Vertical","Commercial Solid Door Refrigerator Cabinet","Automatic",0,4,4,"Hinged",39.53,0,39.53,79.5,48.4,30,2.06,"R-290","2017-04-01","2017-08-15","United States, Canada","ES_42794_CSR2NP-SH_07242017172653_7710382"]
[2302390,"The Delfield Company (A division of Welbilt)","Delfield","GARPT1P-S*******","GARPT1P-S*******",null,"Vertical Solid Door Refrigerator","Vertical","Commercial Solid Door Refrigerator Cabinet","Automatic",0,2,2,"Hinged",23.63,0,23.63,79.5,27.4,30.2,1.79,"R-290","2017-04-01","2017-08-21","United States, Canada","ES_42794_CSRPT1P-S_07242017134140_9606592"]
[2311161,"The Delfield Company (A division of Welbilt)","Delfield","GARPT2P-G********","GARPT2P-G********",null,"Vertical Transparent Door Refrigerator","Vertical","Pass-through","Automatic",4,0,4,"Hinged",49.93,49.93,0,79.5,55.2,30,3.67,"R-290","2018-05-01","2018-03-02","United States, Canada","ES_42794_GARPT2P-G_02272018183319_8545038"]
[2302133,"The Delfield Company (A division of Welbilt)","Delfield","GARPT2P-GH*******","GARPT2P-GH*******",null,"Vertical Transparent Door Refrigerator","Vertical","Commercial Transparent Door Refrigerator Cabinet","Automatic",8,0,8,"Hinged",49.38,49.38,0,79.5,55.2,30,3.54,"R-290","2017-04-01","2017-08-15","United States, Canada","ES_42794_CSRPT2P-GH_07242017145112_9095727"]
[2311162,"The Delfield Company (A division of Welbilt)","Delfield","GARPT2P-S*********","GARPT2P-S*********",null,"Vertical Solid Door Refrigerator","Vertical","Pass-through","Automatic",0,4,4,"Hinged",49.93,0,49.93,79.5,55.22,30.02,2.2999999999999998,"R-290","2018-05-01","2018-03-02","United States, Canada","ES_42794_GARPT2P-S_02272018184716_3288232"]
[2302391,"The Delfield Company (A division of Welbilt)","Delfield","GARPT2P-SH******","GARPT2P-SH******",null,"Vertical Solid Door Refrigerator","Vertical","Commercial Solid Door Refrigerator Cabinet","Automatic",0,8,8,"Hinged",49.38,0,49.38,79.5,55.22,30.02,2.4900000000000002,"R-290","2017-04-01","2017-08-21","United States, Canada","ES_42794_CSRPT2P-SH_08212017110735_7432519"]
[2302129,"The Delfield Company (A division of Welbilt)","Delfield","GARRI1P-G*******","GARRI1P-G*******",null,"Vertical Transparent Door Refrigerator","Vertical","Commercial Transparent Door Refrigerator Cabinet","Automatic",1,0,1,"Hinged",38.01,38.01,0,89,34,34,2.74,"R-290","2017-04-01","2017-08-15","United States, Canada","ES_42794_CSRRI1P-G_07242017173317_5767633"]
[2302393,"The Delfield Company (A division of Welbilt)","Delfield","GARRI1P-S*******","GARRI1P-S*******",null,"Vertical Solid Door Refrigerator","Vertical","Solid Door Refrigerator Cabinet","Automatic",0,1,1,"Hinged",37.14,0,37.14,89,34,34,2.2999999999999998,"R-290","2017-04-01","2017-08-21","United States, Canada","ES_42794_CSRRI1P-S_08152017171115_130884"]
[2302394,"The Delfield Company (A division of Welbilt)","Delfield","GARRI2P-G********","GARRI2P-G********",null,"Vertical Transparent Door Refrigerator","Vertical","Transparent Door Refrigerator Cabinet","Automatic",2,0,2,"Hinged",76.34,76.34,0,89,66,34,5.18,"R-290","2017-04-01","2017-08-21","United States, Canada","ES_42794_CSRRI2P-G_07312017113647_7787134"]
[2302069,"The Delfield Company (A division of Welbilt)","Delfield","GARRT1P-S*******","GARRT1P-S*******",null,"Vertical Solid Door Refrigerator","Vertical","Commercial Solid Door Refrigerator Cabinet","Automatic",0,2,2,"Hinged",39,0,39,89,34,36.119999999999997,2.4900000000000002,"R-290","2017-04-01","2017-08-14","United States, Canada","ES_42794_CSRRT1P-S_07312017111028_8281518"]
[2302426,"The Delfield Company (A division of Welbilt)","Delfield","GARRT2P-GS******","GARRT2P-GS******",null,"Vertical Transparent Door Refrigerator","Vertical","Transparent Door Refrigerator Cabinet","Automatic",2,2,4,"Hinged",80.06,80.06,0,89,66,34,5.23,"R-290","2017-04-01","2017-08-22","United States, Canada","ES_42794_CSRRT2P-GS_07252017100515_443384"]
[2289518,"The Delfield Company (A division of Welbilt)","Delfield","GCR1P-G*********","GCR1P-G*********",null,"Vertical Transparent Door Refrigerator","Vertical","Glass Door Commercial Refrigerator","Automatic",1,0,1,"Hinged",21.59,21.59,0,80,27.5,32.5,2.08,"R-290","2017-04-01","2017-01-27","United States, Canada","ES_42794_GCR1P-G_01252017185107_4400293"]
[2289517,"The Delfield Company (A division of Welbilt)","Delfield","GCR1P-GH********","GCR1P-GH********",null,"Vertical Transparent Door Refrigerator","Vertical","Glass Dual Door Commercial Refrigerator","Automatic",2,0,2,"Hinged",21.46,21.46,0,80,27.5,32.5,1.66,"R-290","2017-04-01","2017-01-27","United States, Canada","ES_42794_GCR1P-GH_01252017185709_6106073"]
[2351459,"The Delfield Company (A division of Welbilt)","Delfield","GCR1P-S*********","GCR1P-S*********",null,"Vertical Solid Door Refrigerator","Vertical","Other","Automatic",0,1,1,"Hinged",21.59,0,21.59,80,27.5,32.5,1.65,"R-290","2019-12-05","2019-12-18","United States, Canada","ES_42794_GCR1P-S*********_12172019133542_2517816"]
[2289519,"The Delfield Company (A division of Welbilt)","Delfield","GCR1P-SH********","GCR1P-SH********",null,"Vertical Solid Door Refrigerator","Vertical","Solid Door Refirgerator","Automatic",0,2,2,"Hinged",21.46,0,21.46,80,27.5,32.5,1.7,"R-290","2017-04-01","2017-01-27","United States, Canada","ES_42794_GCR1P-SH_01252017184536_3306695"]
[2289515,"The Delfield Company (A division of Welbilt)","Delfield","GCR2P-G*********","GCR2P-G*********",null,"Vertical Transparent Door Refrigerator","Vertical","Transparent Door Commercial Refrigerator","Automatic",0,2,2,"Hinged",45.85,45.85,0,80,55.2,32.5,3.18,"R-290","2017-04-01","2017-01-27","United States, Canada","ES_42794_GCR2P-G_01252017182008_9844018"]
[2289715,"The Delfield Company (A division of Welbilt)","Delfield","GCR2P-GH********","GCR2P-GH********",null,"Vertical Transparent Door Refrigerator","Vertical","Transparent Door Commercial Refrigerator","Automatic",4,0,4,"Hinged",45.58,45.58,0,80,55.2,32.5,2.91,"R-290","2017-04-01","2017-01-31","United States, Canada","ES_42794_GCR2P-GH_01302017212823_7910425"]
[2289516,"The Delfield Company (A division of Welbilt)","Delfield","GCR2P-S*********","GCR2P-S*********",null,"Vertical Solid Door Refrigerator","Vertical","Solid Door Commercial Refrigerator","Automatic",0,2,2,"Hinged",45.85,0,45.85,80,55.2,32.5,2.71,"R-290","2017-04-01","2017-01-27","United States, Canada","ES_42794_GCR2P-S_01272017135113_4174463"]
[2289514,"The Delfield Company (A division of Welbilt)","Delfield","GCR2P-SH********","GCR2P-SH********",null,"Vertical Solid Door Refrigerator","Vertical","Solid Door Commercial Refrigerator","Automatic",0,4,4,"Hinged",45.58,0,45.58,80,55.2,32.5,2.4900000000000002,"R-290","2017-04-01","2017-01-27","United States, Canada","ES_42794_GCR2P-SH_01272017110832_4927789"]
[2289513,"The Delfield Company (A division of Welbilt)","Delfield","GCR3P-G*********","GCR3P-G*********",null,"Vertical Transparent Door Refrigerator","Vertical","Transparent Door Commercial Refrigerator","Automatic",3,0,3,"Hinged",71.22,71.22,0,80,83,32.5,4.92,"R-290","2017-01-10","2017-01-27","United States, Canada","ES_42794_GCR3P-G_01272017103544_642663"]
[2289598,"The Delfield Company (A division of Welbilt)","Delfield","GCR3P-GH*******","GCR3P-GH*******",null,"Vertical Transparent Door Refrigerator","Vertical","Transparent Door Commercial Refrigerator","Automatic",6,0,6,"Hinged",70.81,70.81,0,80,83,32.5,4.55,"R-290","2017-04-01","2017-01-30","United States, Canada","ES_42794_GCR3P-GH_01272017105849_5366632"]
[2289594,"The Delfield Company (A division of Welbilt)","Delfield","GCR3P-S**********","GCR3P-S**********",null,"Vertical Solid Door Refrigerator","Vertical","Solid Door Commercial Refrigerator","Automatic",0,3,3,"Hinged",71.22,0,71.22,80,83,32.5,3.59,"R-290","2017-04-01","2017-01-30","United States, Canada","ES_42794_GCR3P-S_01272017101811_752221"]
[2289700,"The Delfield Company (A division of Welbilt)","Delfield","GCR3P-SH********","GCR3P-SH********",null,"Vertical Solid Door Refrigerator","Vertical","Solid Door Commercial Refrigerator","Automatic",0,6,6,"Hinged",70.81,0,70.81,80,83,32.5,3.54,"R-290","2017-04-01","2017-01-31","United States, Canada","ES_42794_GCR3P-SH_01272017102519_2928277"]
[2355468,"True Manufacturing (True Food Service Equipment)","True Refrigeration","TG2R-2S-HC","TG2R-2S-HC",null,"Vertical Solid Door Refrigerator","Vertical","Reach-in","Automatic",0,2,2,"Hinged",50.59,0,50.59,78.25,51.38,34.630000000000003,2.65,"R-290","2017-01-01","2020-03-02","United States, Canada","ES_3320_TG2R-2S-HC_02282020172424_795709"]
[2355460,"True Manufacturing (True Food Service Equipment)","True Refrigeration","TMC-34-DS-HC","TMC-34-DS-HC",null,"Horizontal Solid Door Refrigerator","Chest","Milk Cooler","Automatic",0,2,2,"Hinged",11.06,0,11.06,41.63,34,33,0.72,"R-290","2018-10-01","2020-03-02","United States, Canada","ES_3320_TMC-34-DS-HC_02282020220419_8769342"]
[2355461,"True Manufacturing (True Food Service Equipment)","True Refrigeration","TMC-34-DS-S-HC","TMC-34-DS-S-HC",null,"Horizontal Solid Door Refrigerator","Chest","Milk Cooler","Automatic",0,2,2,"Hinged",11.06,0,11.06,41.63,34,33,0.72,"R-290","2018-10-01","2020-03-02","United States, Canada","ES_3320_TMC-34-DS-S-HC_02282020220420_2597010"]
[2355462,"True Manufacturing (True Food Service Equipment)","True Refrigeration","TMC-34-DS-SS-HC","TMC-34-DS-SS-HC",null,"Horizontal Solid Door Refrigerator","Chest","Milk Cooler","Automatic",0,2,2,"Hinged",11.06,0,11.06,41.63,34,33,0.72,"R-290","2018-10-01","2020-03-02","United States, Canada","ES_3320_TMC-34-DS-SS-HC_02282020220420_3668313"]
[2355463,"True Manufacturing (True Food Service Equipment)","True Refrigeration","TMC-34-DS-S-SS-HC","TMC-34-DS-S-SS-HC",null,"Horizontal Solid Door Refrigerator","Chest","Milk Cooler","Automatic",0,2,2,"Hinged",11.06,0,11.06,41.63,34,33,0.72,"R-290","2018-10-01","2020-03-02","United States, Canada","ES_3320_TMC-34-DS-S-SS-HC_02282020220420_1167222"]
[2355464,"True Manufacturing (True Food Service Equipment)","True Refrigeration","TMC-34-HC","TMC-34-HC",null,"Horizontal Solid Door Refrigerator","Chest","Milk Cooler","Automatic",0,1,1,"Hinged",11.06,0,11.06,41.63,34,33,0.69,"R-290","2018-10-01","2020-03-02","United States, Canada","ES_3320_TMC-34-HC_02282020214455_5749475"]
[2355465,"True Manufacturing (True Food Service Equipment)","True Refrigeration","TMC-34-S-HC","TMC-34-S-HC",null,"Horizontal Solid Door Refrigerator","Chest","Milk Cooler","Automatic",0,1,1,"Hinged",11.06,0,11.06,41.63,34,33,0.69,"R-290","2018-10-01","2020-03-02","United States, Canada","ES_3320_TMC-34-S-HC_02282020214455_8836786"]
[2355466,"True Manufacturing (True Food Service Equipment)","True Refrigeration","TMC-34-SS-HC","TMC-34-SS-HC",null,"Horizontal Solid Door Refrigerator","Chest","Milk Cooler","Automatic",0,1,1,"Hinged",11.06,0,11.06,41.63,34,33,0.69,"R-290","2018-10-01","2020-03-02","United States, Canada","ES_3320_TMC-34-SS-HC_02282020214455_4596505"]
[2355467,"True Manufacturing (True Food Service Equipment)","True Refrigeration","TMC-34-S-SS-HC","TMC-34-S-SS-HC",null,"Horizontal Solid Door Refrigerator","Chest","Milk Cooler","Automatic",0,1,1,"Hinged",11.06,0,11.06,41.63,34,33,0.69,"R-290","2018-10-01","2020-03-02","United States, Canada","ES_3320_TMC-34-S-SS-HC_02282020214455_62791"]
[2355452,"True Manufacturing (True Food Service Equipment)","True Refrigeration","TMC-49-DS-HC","TMC-49-DS-HC",null,"Horizontal Solid Door Refrigerator","Chest","Milk Cooler","Automatic",0,2,2,"Hinged",16.61,0,16.61,41.63,49,33,0.96,"R-290","2018-10-01","2020-03-02","United States, Canada","ES_3320_TMC-49-DS-HC_02282020225012_559961"]
[2355453,"True Manufacturing (True Food Service Equipment)","True Refrigeration","TMC-49-DS-S-HC","TMC-49-DS-S-HC",null,"Horizontal Solid Door Refrigerator","Chest","Milk Cooler","Automatic",0,2,2,"Hinged",16.61,0,16.61,41.63,49,33,0.96,"R-290","2018-10-01","2020-03-02","United States, Canada","ES_3320_TMC-49-DS-S-HC_02282020225012_1317713"]
[2355454,"True Manufacturing (True Food Service Equipment)","True Refrigeration","TMC-49-DS-SS-HC","TMC-49-DS-SS-HC",null,"Horizontal Solid Door Refrigerator","Chest","Milk Cooler","Automatic",0,2,2,"Hinged",16.61,0,16.61,41.63,49,33,0.96,"R-290","2018-10-01","2020-03-02","United States, Canada","ES_3320_TMC-49-DS-SS-HC_02282020225012_2225900"]
[2355455,"True Manufacturing (True Food Service Equipment)","True Refrigeration","TMC-49-DS-S-SS-HC","TMC-49-DS-S-SS-HC",null,"Horizontal Solid Door Refrigerator","Chest","Milk Cooler","Automatic",0,2,2,"Hinged",16.61,0,16.61,41.63,49,33,0.96,"R-290","2018-10-01","2020-03-02","United States, Canada","ES_3320_TMC-49-DS-S-SS-HC_02282020225013_138932"]
[2355456,"True Manufacturing (True Food Service Equipment)","True Refrigeration","TMC-49-HC","TMC-49-HC",null,"Horizontal Solid Door Refrigerator","Chest","Milk Cooler","Automatic",0,1,1,"Hinged",16.61,0,16.61,41.53,49,33,1.06,"R-290","2016-05-24","2020-03-02","United States, Canada","ES_3320_TMC-49-HC_02282020222912_9085199"]
[2355457,"True Manufacturing (True Food Service Equipment)","True Refrigeration","TMC-49-S-HC","TMC-49-S-HC",null,"Horizontal Solid Door Refrigerator","Chest","Milk Cooler","Automatic",0,1,1,"Hinged",16.61,0,16.61,41.53,49,33,1.06,"R-290","2016-05-24","2020-03-02","United States, Canada","ES_3320_TMC-49-S-HC_02282020222912_2824976"]
[2355458,"True Manufacturing (True Food Service Equipment)","True Refrigeration","TMC-49-SS-HC","TMC-49-SS-HC",null,"Horizontal Solid Door Refrigerator","Chest","Milk Cooler","Automatic",0,1,1,"Hinged",16.61,0,16.61,41.53,49,33,1.06,"R-290","2016-05-24","2020-03-02","United States, Canada","ES_3320_TMC-49-SS-HC_02282020222912_7932229"]
[2355459,"True Manufacturing (True Food Service Equipment)","True Refrigeration","TMC-49-S-SS-HC","TMC-49-S-SS-HC",null,"Horizontal Solid Door Refrigerator","Chest","Milk Cooler","Automatic",0,1,1,"Hinged",16.61,0,16.61,41.53,49,33,1.06,"R-290","2016-05-24","2020-03-02","United States, Canada","ES_3320_TMC-49-S-SS-HC_02282020222912_4674149"]
[2355444,"True Manufacturing (True Food Service Equipment)","True Refrigeration","TMC-58-DS-HC","TMC-58-DS-HC",null,"Horizontal Solid Door Refrigerator","Chest","Milk Cooler","Automatic",0,2,2,"Hinged",19.940000000000001,0,19.940000000000001,41.63,58,33,0.97,"R-290","2018-10-01","2020-03-02","United States, Canada","ES_3320_TMC-58-DS-HC_02282020234546_7187158"]
[2355445,"True Manufacturing (True Food Service Equipment)","True Refrigeration","TMC-58-DS-S-HC","TMC-58-DS-S-HC",null,"Horizontal Solid Door Refrigerator","Chest","Milk Cooler","Automatic",0,2,2,"Hinged",19.940000000000001,0,19.940000000000001,41.63,58,33,0.97,"R-290","2018-10-01","2020-03-02","United States, Canada","ES_3320_TMC-58-DS-S-HC_02282020234546_3256494"]
[2355446,"True Manufacturing (True Food Service Equipment)","True Refrigeration","TMC-58-DS-SS-HC","TMC-58-DS-SS-HC",null,"Horizontal Solid Door Refrigerator","Chest","Milk Cooler","Automatic",0,2,2,"Hinged",19.940000000000001,0,19.940000000000001,41.63,58,33,0.97,"R-290","2018-10-01","2020-03-02","United States, Canada","ES_3320_TMC-58-DS-SS-HC_02282020234546_2889047"]
[2355447,"True Manufacturing (True Food Service Equipment)","True Refrigeration","TMC-58-DS-S-SS-HC","TMC-58-DS-S-SS-HC",null,"Horizontal Solid Door Refrigerator","Chest","Milk Cooler","Automatic",0,2,2,"Hinged",19.940000000000001,0,19.940000000000001,41.63,58,33,0.97,"R-290","2018-10-01","2020-03-02","United States, Canada","ES_3320_TMC-58-DS-S-SS-HC_02282020234546_1960526"]
[2355448,"True Manufacturing (True Food Service Equipment)","True Refrigeration","TMC-58-HC","TMC-58-HC",null,"Horizontal Solid Door Refrigerator","Chest","Milk Cooler","Automatic",0,1,1,"Hinged",19.940000000000001,0,19.940000000000001,41.63,58,33,1.25,"R-290","2016-05-25","2020-03-02","United States, Canada","ES_3320_TMC-58-HC_02282020232123_8024255"]
[2355449,"True Manufacturing (True Food Service Equipment)","True Refrigeration","TMC-58-S-HC","TMC-58-S-HC",null,"Horizontal Solid Door Refrigerator","Chest","Milk Cooler","Automatic",0,1,1,"Hinged",19.940000000000001,0,19.940000000000001,41.63,58,33,1.25,"R-290","2016-05-25","2020-03-02","United States, Canada","ES_3320_TMC-58-S-HC_02282020232123_7343256"]
[2355450,"True Manufacturing (True Food Service Equipment)","True Refrigeration","TMC-58-SS-HC","TMC-58-SS-HC",null,"Horizontal Solid Door Refrigerator","Chest","Milk Cooler","Automatic",0,1,1,"Hinged",19.940000000000001,0,19.940000000000001,41.63,58,33,1.25,"R-290","2016-05-25","2020-03-02","United States, Canada","ES_3320_TMC-58-SS-HC_02282020232123_7005105"]
[2355451,"True Manufacturing (True Food Service Equipment)","True Refrigeration","TMC-58-S-SS-HC","TMC-58-S-SS-HC",null,"Horizontal Solid Door Refrigerator","Chest","Milk Cooler","Automatic",0,1,1,"Hinged",19.940000000000001,0,19.940000000000001,41.63,58,33,1.25,"R-290","2016-05-25","2020-03-02","United States, Canada","ES_3320_TMC-58-S-SS-HC_02282020232123_8732377"]
[2355418,"True Manufacturing (True Food Service Equipment)","True Refrigeration","TS-23-2-HC","TS-23-2-HC",null,"Vertical Solid Door Refrigerator","Vertical","Reach-in","Automatic",0,2,2,"Hinged",20.13,0,20.13,78.38,27,29.5,1.36,"R-290","2016-03-03","2020-03-02","United States, Canada","ES_3320_TS-23-2-HC_02282020173220_1249659"]
[2355440,"True Manufacturing (True Food Service Equipment)","True Refrigeration","TS-23DT-G-HC~FGD01","TS-23DT-G-HC~FGD01",null,"Vertical Transparent Door Refrigerator,Vertical Transparent Door Freezer","Vertical","Reach-in","Automatic",2,0,2,"Hinged",18.72,18.72,0,78.38,27,29.75,5.04,"R-290","2018-01-01","2020-03-02","United States, Canada","ES_3320_TS-23DT-G-HC~FGD01_02292020093023_9551203"]
[2355437,"True Manufacturing (True Food Service Equipment)","True Refrigeration","TS-23DT-HC","TS-23DT-HC",null,"Vertical Solid Door Refrigerator,Vertical Solid Door Freezer","Vertical","Reach-in","Automatic",0,2,2,"Hinged",18,0,18,78.38,27,29.5,2.82,"R-290","2018-01-01","2020-03-02","United States, Canada","ES_3320_TS-23DT-HC_02292020091236_6927759"]
[2359666,"True Manufacturing (True Food Service Equipment)","True Refrigeration","TS-23G-2-HC~FGD01","TS-23G-2-HC~FGD01",null,"Vertical Transparent Door Refrigerator","Vertical","Reach-in","Automatic",2,0,2,"Hinged",19.62,19.62,0,78.38,27,29.88,1.41,"R-290","2017-10-02","2020-02-28","United States, Canada","ES_3320_TS-23G-2-HC~FGD01_05052020092751_269739"]
[2355724,"True Manufacturing (True Food Service Equipment)","True Refrigeration","TS-23G-HC~FGD01","TS-23G-HC~FGD01",null,"Vertical Solid Door Refrigerator","Vertical","Reach-in","Automatic",1,0,1,"Hinged",19.86,19.86,0,78.38,27,29.88,1.49,"R-290","2017-06-01","2020-02-28","United States, Canada","ES_3320_TS-23G-HC~FGD01_03032020124356_7191888"]
[2355844,"True Manufacturing (True Food Service Equipment)","True Refrigeration","TS-23-HC","TS-23-HC",null,"Vertical Solid Door Refrigerator","Vertical","Reach-in","Automatic",0,1,1,"Hinged",20.260000000000002,0,20.260000000000002,78.33,27,29.5,1.1200000000000001,"R-290","2015-08-10","2020-02-27","United States, Canada","ES_3320_TS-23-HC_02252020141012_9206049"]
[2355499,"True Manufacturing (True Food Service Equipment)","True Refrigeration","TS-23PT-HC","TS-23PT-HC",null,"Vertical Solid Door Refrigerator","Vertical","Pass-through","Automatic",0,2,2,"Hinged",21.14,0,21.14,78.38,27,32.130000000000003,1.02,"R-290","2017-06-16","2020-03-02","United States, Canada","ES_3320_TS-23PT-HC_03022020112534_6569178"]
[2355416,"True Manufacturing (True Food Service Equipment)","True Refrigeration","TS-43-HC","TS-43-HC",null,"Vertical Solid Door Refrigerator","Vertical","Reach-in","Automatic",0,2,2,"Hinged",36.04,0,36.04,78.39,47,29.5,2.5,"R-290","2016-07-11","2020-03-02","United States, Canada","ES_3320_TS-43-HC_02292020072532_4216425"]
[2355843,"True Manufacturing (True Food Service Equipment)","True Refrigeration","TS-49-2-G-2-HC~FGD01","TS-49-2-G-2-HC~FGD01",null,"Vertical Transparent Door Refrigerator","Vertical","Reach-in","Automatic",4,0,4,"Hinged",43.25,43.25,0,78.38,54.13,29.75,3.2,"R-290","2018-02-01","2020-02-28","United States, Canada","ES_3320_TS-49-2-G-2-HC~FGD01_03032020134206_3684787"]
[2355338,"True Manufacturing (True Food Service Equipment)","True Refrigeration","TS-49DT-4-HC","TS-49DT-4-HC",null,"Vertical Solid Door Refrigerator,Vertical Solid Door Freezer","Vertical","Reach-in","Automatic",0,4,4,"Hinged",37.020000000000003,0,37.020000000000003,78.38,54.13,29.5,5.89,"R-290","2018-06-01","2020-02-28","United States, Canada","ES_3320_TS-49DT-4-HC_02282020121550_3814660"]
[2355845,"True Manufacturing (True Food Service Equipment)","True Refrigeration","TS-49DT-HC","TS-49DT-HC",null,"Vertical Solid Door Refrigerator,Vertical Solid Door Freezer","Vertical","Reach-in","Automatic",0,2,2,"Hinged",37.19,0,37.19,78.38,54.13,29.5,4.5199999999999996,"R-290","2018-05-01","2020-02-28","United States, Canada","ES_3320_TS-49DT-HC_03032020162400_4117700"]
[2355839,"True Manufacturing (True Food Service Equipment)","True Refrigeration","TS-49G-4-HC~FGD01","TS-49G-4-HC~FGD01",null,"Vertical Transparent Door Refrigerator","Vertical","Reach-in","Automatic",4,0,4,"Hinged",43.25,43.25,0,78.38,54.13,29.75,3.2,"R-290","2018-02-01","2020-02-28","United States, Canada","ES_3320_TS-49G-4-HC~FGD01_03032020134205_7015802"]
[2355841,"True Manufacturing (True Food Service Equipment)","True Refrigeration","TS-49G-HC~FGD01","TS-49G-HC~FGD01",null,"Vertical Transparent Door Refrigerator","Vertical","Reach-in","Automatic",4,0,4,"Hinged",43.25,43.25,0,78.38,54.13,29.75,3.2,"R-290","2018-02-01","2020-02-28","United States, Canada","ES_3320_TS-49G-HC~FGD01_03032020134206_1350198"]
[2355414,"True Manufacturing (True Food Service Equipment)","True Refrigeration","TS-49-HC","TS-49-HC",null,"Vertical Solid Door Refrigerator","Vertical","Reach-in","Automatic",0,2,2,"Hinged",43.26,0,43.26,78.63,54.13,29.5,2.57,"R-290","2016-02-29","2020-03-02","United States, Canada","ES_3320_TS-49-HC_02292020074019_684778"]
[2355497,"True Manufacturing (True Food Service Equipment)","True Refrigeration","TUC-24G-HC~FGD01","TUC-24G-HC~FGD01",null,"Vertical Transparent Door Refrigerator","Vertical","Reach-in","Automatic",1,0,1,"Hinged",4.9000000000000004,4.9000000000000004,0,31.63,24,24.75,0.85,"R-290","2017-02-21","2020-03-02","United States, Canada","ES_3320_TUC-24G-HC~FGD01_02292020131025_6908990"]
[2357424,"True Manufacturing (True Food Service Equipment)","True Refrigeration","TUC-48-ADA-HC","TUC-48-ADA-HC",null,"Vertical Solid Door Refrigerator","Vertical","Under-counter Unit","Automatic",2,0,2,"Hinged",13.35,0,13.35,33.380000000000003,48.38,30.13,1.1200000000000001,"R-290","2018-04-01","2020-03-31","United States, Canada","ES_3320_TUC-48-ADA-HC_03302020154312_5326349"]
[2357425,"True Manufacturing (True Food Service Equipment)","True Refrigeration","TUC-48-ADA-HC~SPEC3","TUC-48-ADA-HC~SPEC3",null,"Vertical Solid Door Refrigerator","Vertical","Under-counter Unit","Automatic",2,0,2,"Hinged",13.35,0,13.35,33.380000000000003,48.38,30.13,1.1200000000000001,"R-290","2018-04-01","2020-03-31","United States, Canada","ES_3320_TUC-48-ADA-HC~SPEC3_03302020154312_6234536"]
[2358657,"True Manufacturing (True Food Service Equipment)","True Refrigeration","TUC-48G-ADA-HC~FGD01","TUC-48G-ADA-HC~FGD01",null,"Vertical Transparent Door Refrigerator","Vertical","Under-counter Unit","Automatic",2,0,2,"Hinged",13.78,13.78,0,29.75,48.38,30.13,1.47,"R-290","2017-11-06","2020-04-27","United States, Canada","ES_3320_TUC-48G-ADA-HC~FGD01_04132020091646_3070337"]
[2358658,"True Manufacturing (True Food Service Equipment)","True Refrigeration","TUC-48G-ADA-HC~SPEC3","TUC-48G-ADA-HC~SPEC3",null,"Vertical Transparent Door Refrigerator","Vertical","Under-counter Unit","Automatic",2,0,2,"Hinged",13.78,13.78,0,29.75,48.38,30.13,1.47,"R-290","2017-11-06","2020-04-27","United States, Canada","ES_3320_TUC-48G-ADA-HC~SPEC3_04132020091646_8177590"]
[2358656,"True Manufacturing (True Food Service Equipment)","True Refrigeration","TUC-48G-HC~FGD01","TUC-48G-HC~FGD01",null,"Vertical Transparent Door Refrigerator","Vertical","Under-counter Unit","Automatic",2,0,2,"Hinged",13.78,13.78,0,29.75,48.38,30.13,1.47,"R-290","2017-11-06","2020-04-27","United States, Canada","ES_3320_TUC-48G-HC~FGD01_04132020091646_3425104"]
[2358659,"True Manufacturing (True Food Service Equipment)","True Refrigeration","TUC-48G-HC~SPEC3","TUC-48G-HC~SPEC3",null,"Vertical Transparent Door Refrigerator","Vertical","Under-counter Unit","Automatic",2,0,2,"Hinged",13.78,13.78,0,29.75,48.38,30.13,1.47,"R-290","2017-11-06","2020-04-27","United States, Canada","ES_3320_TUC-48G-HC~SPEC3_04132020091646_6922837"]
[2358660,"True Manufacturing (True Food Service Equipment)","True Refrigeration","TUC-48G-LP-HC~FGD01","TUC-48G-LP-HC~FGD01",null,"Vertical Transparent Door Refrigerator","Vertical","Under-counter Unit","Automatic",2,0,2,"Hinged",13.78,13.78,0,29.75,48.38,30.13,1.47,"R-290","2017-11-06","2020-04-27","United States, Canada","ES_3320_TUC-48G-LP-HC~FGD01_04132020091647_5405673"]
[2358661,"True Manufacturing (True Food Service Equipment)","True Refrigeration","TUC-48G-LP-HC~SPEC3","TUC-48G-LP-HC~SPEC3",null,"Vertical Transparent Door Refrigerator","Vertical","Under-counter Unit","Automatic",2,0,2,"Hinged",13.78,13.78,0,29.75,48.38,30.13,1.47,"R-290","2017-11-06","2020-04-27","United States, Canada","ES_3320_TUC-48G-LP-HC~SPEC3_04132020091647_6251764"]
[2357455,"True Manufacturing (True Food Service Equipment)","True Refrigeration","TUC-48-HC","TUC-48-HC",null,"Vertical Solid Door Refrigerator","Vertical","Under-counter Unit","Automatic",2,0,2,"Hinged",13.35,0,13.35,33.380000000000003,48.38,30.13,1.1200000000000001,"R-290","2018-04-01","2020-04-01","United States, Canada","ES_3320_TUC-48-HC_03302020154313_5361093"]
[2357426,"True Manufacturing (True Food Service Equipment)","True Refrigeration","TUC-48-HC~SPEC3","TUC-48-HC~SPEC3",null,"Vertical Solid Door Refrigerator","Vertical","Under-counter Unit","Automatic",2,0,2,"Hinged",13.35,0,13.35,33.380000000000003,48.38,30.13,1.1200000000000001,"R-290","2018-04-01","2020-03-31","United States, Canada","ES_3320_TUC-48-HC~SPEC3_03302020154313_6861954"]
[2357427,"True Manufacturing (True Food Service Equipment)","True Refrigeration","TUC-48-LP-HC","TUC-48-LP-HC",null,"Vertical Solid Door Refrigerator","Vertical","Under-counter Unit","Automatic",2,0,2,"Hinged",13.35,0,13.35,33.380000000000003,48.38,30.13,1.1200000000000001,"R-290","2018-04-01","2020-03-31","United States, Canada","ES_3320_TUC-48-LP-HC_03302020154313_4248904"]
[2357428,"True Manufacturing (True Food Service Equipment)","True Refrigeration","TUC-48-LP-HC~SPEC3","TUC-48-LP-HC~SPEC3",null,"Vertical Solid Door Refrigerator","Vertical","Under-counter Unit","Automatic",2,0,2,"Hinged",13.35,0,13.35,33.380000000000003,48.38,30.13,1.1200000000000001,"R-290","2018-04-01","2020-03-31","United States, Canada","ES_3320_TUC-48-LP-HC~SPEC3_03302020154313_2840662"]
[2355442,"True Manufacturing (True Food Service Equipment)","True Refrigeration","TUC-24-HC","TUC-24-HC",null,"Vertical Solid Door Refrigerator","Vertical","Under-counter Unit","Automatic",0,1,1,"Hinged",4.93,0,4.93,32.630000000000003,24,24.75,0.61,"R-290","2015-08-24","2020-03-02","United States, Canada","ES_3320_TUC-24-HC_02292020001915_4459955"]
[2358630,"True Manufacturing (True Food Service Equipment)","True Refrigeration","TUC-27-ADA-HC","TUC-27-ADA-HC",null,"Vertical Solid Door Refrigerator","Vertical","Under-counter Unit","Automatic",0,1,1,"Hinged",7.07,0,7.07,29.75,27.63,30.13,0.93,"R-290","2018-04-01","2020-04-27","United States, Canada","ES_3320_TUC-27-ADA-HC_04102020123112_6438868"]
[2358631,"True Manufacturing (True Food Service Equipment)","True Refrigeration","TUC-27-ADA-HC~SPEC3","TUC-27-ADA-HC~SPEC3",null,"Vertical Solid Door Refrigerator","Vertical","Under-counter Unit","Automatic",0,1,1,"Hinged",7.07,0,7.07,29.75,27.63,30.13,0.93,"R-290","2018-04-01","2020-04-27","United States, Canada","ES_3320_TUC-27-ADA-HC~SPEC3_04102020123112_5803781"]
[2358640,"True Manufacturing (True Food Service Equipment)","True Refrigeration","TUC-27G-ADA-HC~FGD01","TUC-27G-ADA-HC~FGD01",null,"Vertical Transparent Door Refrigerator","Vertical","Under-counter Unit","Automatic",1,0,1,"Hinged",7.46,7.46,0,28.75,27.63,30.13,1.47,"R-290","2017-11-06","2020-04-27","United States, Canada","ES_3320_TUC-27G-ADA-HC~FGD01_04102020114957_1863520"]
[2358641,"True Manufacturing (True Food Service Equipment)","True Refrigeration","TUC-27G-ADA-HC~SPEC3","TUC-27G-ADA-HC~SPEC3",null,"Vertical Transparent Door Refrigerator","Vertical","Under-counter Unit","Automatic",1,0,1,"Hinged",7.46,7.46,0,28.75,27.63,30.13,1.47,"R-290","2017-11-06","2020-04-27","United States, Canada","ES_3320_TUC-27G-ADA-HC~SPEC3_04102020114957_605264"]
[2358639,"True Manufacturing (True Food Service Equipment)","True Refrigeration","TUC-27G-HC~FGD01","TUC-27G-HC~FGD01",null,"Vertical Transparent Door Refrigerator","Vertical","Under-counter Unit","Automatic",1,0,1,"Hinged",7.46,7.46,0,28.75,27.63,30.13,1.47,"R-290","2017-11-06","2020-04-27","United States, Canada","ES_3320_TUC-27G-HC~FGD01_04102020114957_8805505"]
[2358642,"True Manufacturing (True Food Service Equipment)","True Refrigeration","TUC-27G-HC~SPEC3","TUC-27G-HC~SPEC3",null,"Vertical Transparent Door Refrigerator","Vertical","Under-counter Unit","Automatic",1,0,1,"Hinged",7.46,7.46,0,28.75,27.63,30.13,1.47,"R-290","2017-11-06","2020-04-27","United States, Canada","ES_3320_TUC-27G-HC~SPEC3_04102020114957_8861161"]
[2358643,"True Manufacturing (True Food Service Equipment)","True Refrigeration","TUC-27G-LP-HC~FGD01","TUC-27G-LP-HC~FGD01",null,"Vertical Transparent Door Refrigerator","Vertical","Under-counter Unit","Automatic",1,0,1,"Hinged",7.46,7.46,0,28.75,27.63,30.13,1.47,"R-290","2017-11-06","2020-04-27","United States, Canada","ES_3320_TUC-27G-LP-HC~FGD01_04102020114957_8711490"]
[2358644,"True Manufacturing (True Food Service Equipment)","True Refrigeration","TUC-27G-LP-HC~SPEC3","TUC-27G-LP-HC~SPEC3",null,"Vertical Transparent Door Refrigerator","Vertical","Under-counter Unit","Automatic",1,0,1,"Hinged",7.46,7.46,0,28.75,27.63,30.13,1.47,"R-290","2017-11-06","2020-04-27","United States, Canada","ES_3320_TUC-27G-LP-HC~SPEC3_04102020114957_343866"]
[2358629,"True Manufacturing (True Food Service Equipment)","True Refrigeration","TUC-27-HC","TUC-27-HC",null,"Vertical Solid Door Refrigerator","Vertical","Under-counter Unit","Automatic",0,1,1,"Hinged",7.07,0,7.07,29.75,27.63,30.13,0.93,"R-290","2018-04-01","2020-04-27","United States, Canada","ES_3320_TUC-27-HC_04102020123112_5250360"]
[2358632,"True Manufacturing (True Food Service Equipment)","True Refrigeration","TUC-27-HC~SPEC3","TUC-27-HC~SPEC3",null,"Vertical Solid Door Refrigerator","Vertical","Under-counter Unit","Automatic",0,1,1,"Hinged",7.07,0,7.07,29.75,27.63,30.13,0.93,"R-290","2018-04-01","2020-04-27","United States, Canada","ES_3320_TUC-27-HC~SPEC3_04102020123112_4682847"]
[2358633,"True Manufacturing (True Food Service Equipment)","True Refrigeration","TUC-27-LP-HC","TUC-27-LP-HC",null,"Vertical Solid Door Refrigerator","Vertical","Under-counter Unit","Automatic",0,1,1,"Hinged",7.07,0,7.07,29.75,27.63,30.13,0.93,"R-290","2018-04-01","2020-04-27","United States, Canada","ES_3320_TUC-27-LP-HC_04102020123112_5156344"]
[2358634,"True Manufacturing (True Food Service Equipment)","True Refrigeration","TUC-27-LP-HC~SPEC3","TUC-27-LP-HC~SPEC3",null,"Vertical Solid Door Refrigerator","Vertical","Under-counter Unit","Automatic",0,1,1,"Hinged",7.07,0,7.07,29.75,27.63,30.13,0.93,"R-290","2018-04-01","2020-04-27","United States, Canada","ES_3320_TUC-27-LP-HC~SPEC3_04102020123112_4889917"]
[2355860,"True Manufacturing (True Food Service Equipment)","True Refrigeration","TUC-27-LP-K-HC","TUC-27-LP-K-HC",null,"Vertical Solid Door Refrigerator","Vertical","Under-counter Unit","Automatic",0,1,1,"Hinged",6.74,0,6.74,28.75,27.63,30.13,0.87,"R-290","2018-04-01","2020-03-05","United States, Canada","ES_3320_TUC-27-LP-K-HC_03032020113854_2122003"]
[2358614,"True Manufacturing (True Food Service Equipment)","True Refrigeration","STR2RPT-4HS-2G-HC","STR2RPT-4HS-2G-HC",null,"Vertical Transparent Door Refrigerator","Vertical","Reach-in","Automatic",8,0,8,"Hinged",48.01,48.01,0,77.75,52.63,36.130000000000003,3.41,"R-290","2016-01-04","2020-04-27","United States, Canada","ES_3320_STR2RPT-4HS-2G-HC_04132020090934_7454684"]
[2355313,"True Manufacturing (True Food Service Equipment)","True Refrigeration","T-12G-HC~FGD01","T-12G-HC~FGD01",null,"Vertical Transparent Door Refrigerator","Vertical","Reach-in","Automatic",1,0,1,"Hinged",11.28,11.28,0,63,24.88,23.25,1.17,"R-290","2017-05-01","2020-02-28","United States, Canada","ES_3320_T-12G-HC~FGD01_02262020164324_3115655"]
[2355284,"True Manufacturing (True Food Service Equipment)","True Refrigeration","T-12-HC","T-12-HC",null,"Vertical Solid Door Refrigerator","Vertical","Reach-in","Automatic",0,1,1,"Hinged",11.22,0,11.22,63.13,24.88,23.13,0.76,"R-290","2015-08-04","2020-02-27","United States, Canada","ES_3320_T-12-HC_02252020134938_6520349"]
[2355312,"True Manufacturing (True Food Service Equipment)","True Refrigeration","T-19G-HC~FGD01","T-19G-HC~FGD01",null,"Vertical Solid Door Refrigerator","Vertical","Reach-in","Automatic",1,0,1,"Hinged",15.23,15.23,0,75.5,27,24.5,1.4,"R-290","2017-06-01","2020-02-28","United States, Canada","ES_3320_T-19G-HC~FGD01_02262020172515_6308557"]
[2355315,"True Manufacturing (True Food Service Equipment)","True Refrigeration","T-19-HC","T-19-HC",null,"Vertical Solid Door Refrigerator","Vertical","Reach-in","Automatic",0,1,1,"Hinged",14.79,0,14.79,75.25,27,24.5,0.92,"R-290","2017-05-29","2020-02-28","United States, Canada","ES_3320_T-19-HC_02272020095349_5591699"]
[2355417,"True Manufacturing (True Food Service Equipment)","True Refrigeration","T-23-2-HC","T-23-2-HC",null,"Vertical Solid Door Refrigerator","Vertical","Reach-in","Automatic",0,2,2,"Hinged",20.13,0,20.13,78.38,27,29.5,1.36,"R-290","2016-03-03","2020-03-02","United States, Canada","ES_3320_T-23-2-HC_02282020173220_7020532"]
[2355439,"True Manufacturing (True Food Service Equipment)","True Refrigeration","T-23DT-G-HC~FGD01","T-23DT-G-HC~FGD01",null,"Vertical Transparent Door Refrigerator,Vertical Transparent Door Freezer","Vertical","Reach-in","Automatic",2,0,2,"Hinged",18.72,18.72,0,78.38,27,29.75,5.04,"R-290","2018-01-01","2020-03-02","United States, Canada","ES_3320_T-23DT-G-HC~FGD01_02292020093023_2264825"]
[2355436,"True Manufacturing (True Food Service Equipment)","True Refrigeration","T-23DT-HC","T-23DT-HC",null,"Vertical Solid Door Refrigerator,Vertical Solid Door Freezer","Vertical","Reach-in","Automatic",0,2,2,"Hinged",18,0,18,78.38,27,29.5,2.82,"R-290","2018-01-01","2020-03-02","United States, Canada","ES_3320_T-23DT-HC_02292020091236_7445642"]
[2355336,"True Manufacturing (True Food Service Equipment)","True Refrigeration","T-23G-2-HC~FGD01","T-23G-2-HC~FGD01",null,"Vertical Transparent Door Refrigerator","Vertical","Reach-in","Automatic",2,0,2,"Hinged",19.62,19.62,0,78.38,27,29.88,1.41,"R-290","2017-10-02","2020-02-28","United States, Canada","ES_3320_T-23G-2-HC~FGD01_02282020101700_1563226"]
[2355311,"True Manufacturing (True Food Service Equipment)","True Refrigeration","T-23G-HC~FGD01","T-23G-HC~FGD01",null,"Vertical Solid Door Refrigerator","Vertical","Reach-in","Automatic",1,0,1,"Hinged",19.86,19.86,0,78.38,27,29.88,1.49,"R-290","2017-06-01","2020-02-28","United States, Canada","ES_3320_T-23G-HC~FGD01_02262020174015_5190088"]
[2355310,"True Manufacturing (True Food Service Equipment)","True Refrigeration","T-23G-PT-HC~FGD01 MCD1","T-23G-PT-HC~FGD01 MCD1",null,"Vertical Transparent Door Refrigerator","Vertical","Pass-through","Automatic",2,2,4,"Hinged",20.96,20.96,0,78.38,27,35.75,1.51,"R-290","2017-10-02","2020-02-28","United States, Canada","ES_3320_T-23G-PT-HC~FGD01 MCD1_02262020170758_6887323"]
[2355283,"True Manufacturing (True Food Service Equipment)","True Refrigeration","T-23-HC","T-23-HC",null,"Vertical Solid Door Refrigerator","Vertical","Reach-in","Automatic",0,1,1,"Hinged",20.260000000000002,0,20.260000000000002,78.33,27,29.5,1.1200000000000001,"R-290","2015-08-10","2020-02-27","United States, Canada","ES_3320_T-23-HC_02252020141012_4144708"]
[2355498,"True Manufacturing (True Food Service Equipment)","True Refrigeration","T-23PT-HC","T-23PT-HC",null,"Vertical Solid Door Refrigerator","Vertical","Pass-through","Automatic",0,2,2,"Hinged",21.14,0,21.14,78.38,27,32.130000000000003,1.02,"R-290","2017-06-16","2020-03-02","United States, Canada","ES_3320_T-23PT-HC_03022020112534_9224206"]
[2355415,"True Manufacturing (True Food Service Equipment)","True Refrigeration","T-43-HC","T-43-HC",null,"Vertical Solid Door Refrigerator","Vertical","Reach-in","Automatic",0,2,2,"Hinged",36.04,0,36.04,78.39,47,29.5,2.5,"R-290","2016-07-11","2020-03-02","United States, Canada","ES_3320_T-43-HC_02292020072532_4809533"]
[2355842,"True Manufacturing (True Food Service Equipment)","True Refrigeration","T-49-2-G-2-HC~FGD01","T-49-2-G-2-HC~FGD01",null,"Vertical Transparent Door Refrigerator","Vertical","Reach-in","Automatic",4,0,4,"Hinged",43.25,43.25,0,78.38,54.13,29.75,3.2,"R-290","2018-02-01","2020-02-28","United States, Canada","ES_3320_T-49-2-G-2-HC~FGD01_03032020134206_3077470"]
[2355337,"True Manufacturing (True Food Service Equipment)","True Refrigeration","T-49DT-4-HC","T-49DT-4-HC",null,"Vertical Solid Door Refrigerator,Vertical Solid Door Freezer","Vertical","Reach-in","Automatic",0,4,4,"Hinged",37.020000000000003,0,37.020000000000003,78.38,54.13,29.5,5.89,"R-290","2018-06-01","2020-02-28","United States, Canada","ES_3320_T-49DT-4-HC_02272020153551_1048700"]
[2355330,"True Manufacturing (True Food Service Equipment)","True Refrigeration","T-49DT-HC","T-49DT-HC",null,"Vertical Solid Door Refrigerator,Vertical Solid Door Freezer","Vertical","Reach-in","Automatic",0,2,2,"Hinged",37.19,0,37.19,78.38,54.13,29.5,4.5199999999999996,"R-290","2018-05-01","2020-02-28","United States, Canada","ES_3320_T-49DT-HC_02272020151434_5133783"]
[2355309,"True Manufacturing (True Food Service Equipment)","True Refrigeration","T-49G-4-HC~FGD01","T-49G-4-HC~FGD01",null,"Vertical Transparent Door Refrigerator","Vertical","Reach-in","Automatic",4,0,4,"Hinged",43.25,43.25,0,78.38,54.13,29.75,3.2,"R-290","2018-02-01","2020-02-28","United States, Canada","ES_3320_T-49G-4-HC~FGD01_02272020092657_7669641"]
[2355840,"True Manufacturing (True Food Service Equipment)","True Refrigeration","T-49G-HC~FGD01","T-49G-HC~FGD01",null,"Vertical Transparent Door Refrigerator","Vertical","Reach-in","Automatic",4,0,4,"Hinged",43.25,43.25,0,78.38,54.13,29.75,3.2,"R-290","2018-02-01","2020-02-28","United States, Canada","ES_3320_T-49G-HC~FGD01_03032020134206_1851465"]
[2355413,"True Manufacturing (True Food Service Equipment)","True Refrigeration","T-49-HC","T-49-HC",null,"Vertical Solid Door Refrigerator","Vertical","Reach-in","Automatic",0,2,2,"Hinged",43.26,0,43.26,78.63,54.13,29.5,2.57,"R-290","2016-02-29","2020-03-02","United States, Canada","ES_3320_T-49-HC_02292020074018_1771203"]
[2355331,"True Manufacturing (True Food Service Equipment)","True Refrigeration","TBB-1-HC","TBB-1-HC",null,"Vertical Solid Door Refrigerator","Vertical","Back Bar Cooler","Automatic",0,1,1,"Hinged",7.86,0,7.86,38.75,23.5,31.88,0.93,"R-290","2017-05-01","2020-02-28","United States, Canada","ES_3320_TBB-1-HC_02272020154139_9716760"]
[2355846,"True Manufacturing (True Food Service Equipment)","True Refrigeration","TBB-1-S-HC","TBB-1-S-HC",null,"Vertical Solid Door Refrigerator","Vertical","Back Bar Cooler","Automatic",0,1,1,"Hinged",7.86,0,7.86,38.75,23.5,31.88,0.93,"R-290","2017-05-01","2020-02-28","United States, Canada","ES_3320_TBB-1-S-HC_03032020164217_8112298"]
[2355345,"True Manufacturing (True Food Service Equipment)","True Refrigeration","TBB-24-48G-HC-LD","TBB-24-48G-HC-LD",null,"Vertical Transparent Door Refrigerator","Vertical","Back Bar Cooler","Automatic",2,0,2,"Hinged",13.21,13.21,0,35.630000000000003,49.13,24.5,1.47,"R-290","2017-03-21","2020-02-28","United States, Canada","ES_3320_TBB-24-48G-HC-LD_02272020155152_381433"]
[2355346,"True Manufacturing (True Food Service Equipment)","True Refrigeration","TBB-24-48G-S-HC-LD","TBB-24-48G-S-HC-LD",null,"Vertical Transparent Door Refrigerator","Vertical","Back Bar Cooler","Automatic",2,0,2,"Hinged",13.21,13.21,0,35.630000000000003,49.13,24.5,1.47,"R-290","2017-03-21","2020-02-28","United States, Canada","ES_3320_TBB-24-48G-S-HC-LD_02282020125543_3573419"]
[2355360,"True Manufacturing (True Food Service Equipment)","True Refrigeration","TBB-24-60G-HC-LD","TBB-24-60G-HC-LD",null,"Vertical Transparent Door Refrigerator","Vertical","Back Bar Cooler","Automatic",2,0,2,"Hinged",17.61,17.61,0,35.630000000000003,61.13,24.5,1.66,"R-290","2017-05-01","2020-02-28","United States, Canada","ES_3320_TBB-24-60G-HC-LD_02272020155635_3039667"]
[2355361,"True Manufacturing (True Food Service Equipment)","True Refrigeration","TBB-24-60G-S-HC-LD","TBB-24-60G-S-HC-LD",null,"Vertical Transparent Door Refrigerator","Vertical","Back Bar Cooler","Automatic",2,0,2,"Hinged",17.61,17.61,0,35.630000000000003,61.13,24.5,1.66,"R-290","2017-05-01","2020-02-28","United States, Canada","ES_3320_TBB-24-60G-S-HC-LD_02282020132927_5689508"]
[2355347,"True Manufacturing (True Food Service Equipment)","True Refrigeration","TBB-24GAL-48G-HC-LD","TBB-24GAL-48G-HC-LD",null,"Vertical Transparent Door Refrigerator","Vertical","Back Bar Cooler","Automatic",2,0,2,"Hinged",13.21,13.21,0,35.630000000000003,49.13,24.5,1.47,"R-290","2017-03-21","2020-02-28","United States, Canada","ES_3320_TBB-24GAL-48G-HC-LD_02282020125543_3975641"]
[2355348,"True Manufacturing (True Food Service Equipment)","True Refrigeration","TBB-24GAL-48G-S-HC-LD","TBB-24GAL-48G-S-HC-LD",null,"Vertical Transparent Door Refrigerator","Vertical","Back Bar Cooler","Automatic",2,0,2,"Hinged",13.21,13.21,0,35.630000000000003,49.13,24.5,1.47,"R-290","2017-03-21","2020-02-28","United States, Canada","ES_3320_TBB-24GAL-48G-S-HC-LD_02282020125543_2717385"]
[2355362,"True Manufacturing (True Food Service Equipment)","True Refrigeration","TBB-24GAL-60G-HC-LD","TBB-24GAL-60G-HC-LD",null,"Vertical Transparent Door Refrigerator","Vertical","Back Bar Cooler","Automatic",2,0,2,"Hinged",17.61,17.61,0,35.630000000000003,61.13,24.5,1.66,"R-290","2017-05-01","2020-02-28","United States, Canada","ES_3320_TBB-24GAL-60G-HC-LD_02282020132927_1461908"]
[2355363,"True Manufacturing (True Food Service Equipment)","True Refrigeration","TBB-24GAL-60G-S-HC-LD","TBB-24GAL-60G-S-HC-LD",null,"Vertical Transparent Door Refrigerator","Vertical","Back Bar Cooler","Automatic",2,0,2,"Hinged",17.61,17.61,0,35.630000000000003,61.13,24.5,1.66,"R-290","2017-05-01","2020-02-28","United States, Canada","ES_3320_TBB-24GAL-60G-S-HC-LD_02282020132927_4728952"]
[2355391,"True Manufacturing (True Food Service Equipment)","True Refrigeration","TBB-2G-HC-LD","TBB-2G-HC-LD",null,"Vertical Transparent Door Refrigerator","Vertical","Back Bar Cooler","Automatic",2,0,2,"Hinged",20.34,20.34,0,37,58.88,27.75,1.43,"R-290","2017-05-01","2020-02-28","United States, Canada","ES_3320_TBB-2G-HC-LD_02272020160051_3336603"]
[2355392,"True Manufacturing (True Food Service Equipment)","True Refrigeration","TBB-2G-S-HC-LD","TBB-2G-S-HC-LD",null,"Vertical Transparent Door Refrigerator","Vertical","Back Bar Cooler","Automatic",2,0,2,"Hinged",20.34,20.34,0,37,58.88,27.75,1.43,"R-290","2017-05-01","2020-02-28","United States, Canada","ES_3320_TBB-2G-S-HC-LD_02282020133713_3174554"]
[2355339,"True Manufacturing (True Food Service Equipment)","True Refrigeration","TBB-2-HC","TBB-2-HC",null,"Vertical Solid Door Refrigerator","Vertical","Back Bar Cooler","Automatic",0,2,2,"Hinged",19.510000000000002,0,19.510000000000002,37,58.88,27.75,1.3,"R-290","2017-04-21","2020-02-28","United States, Canada","ES_3320_TBB-2-HC_02272020154702_4674188"]
[2355340,"True Manufacturing (True Food Service Equipment)","True Refrigeration","TBB-2-S-HC","TBB-2-S-HC",null,"Vertical Solid Door Refrigerator","Vertical","Back Bar Cooler","Automatic",0,2,2,"Hinged",19.510000000000002,0,19.510000000000002,37,58.88,27.75,1.3,"R-290","2017-04-21","2020-02-28","United States, Canada","ES_3320_TBB-2-S-HC_02282020123634_1056634"]
[2355397,"True Manufacturing (True Food Service Equipment)","True Refrigeration","TBB-3G-HC-LD","TBB-3G-HC-LD",null,"Vertical Transparent Door Refrigerator","Vertical","Back Bar Cooler","Automatic",2,0,2,"Hinged",24.42,24.42,0,37,69.13,27.75,1.74,"R-290","2017-05-22","2020-02-28","United States, Canada","ES_3320_TBB-3G-HC-LD_02272020161140_1937066"]
[2355398,"True Manufacturing (True Food Service Equipment)","True Refrigeration","TBB-3G-S-HC-LD","TBB-3G-S-HC-LD",null,"Vertical Transparent Door Refrigerator","Vertical","Back Bar Cooler","Automatic",2,0,2,"Hinged",24.42,24.42,0,37,69.13,27.75,1.74,"R-290","2017-05-22","2020-02-28","United States, Canada","ES_3320_TBB-3G-S-HC-LD_02282020135619_8100091"]
[2355393,"True Manufacturing (True Food Service Equipment)","True Refrigeration","TBB-3-HC","TBB-3-HC",null,"Vertical Solid Door Refrigerator","Vertical","Back Bar Cooler","Automatic",0,2,2,"Hinged",23.54,0,23.54,37,69.13,27.75,1.45,"R-290","2017-05-22","2020-02-28","United States, Canada","ES_3320_TBB-3-HC_02272020160458_9765436"]
[2355394,"True Manufacturing (True Food Service Equipment)","True Refrigeration","TBB-3-S-HC","TBB-3-S-HC",null,"Vertical Solid Door Refrigerator","Vertical","Back Bar Cooler","Automatic",0,2,2,"Hinged",23.54,0,23.54,37,69.13,27.75,1.45,"R-290","2017-05-22","2020-02-28","United States, Canada","ES_3320_TBB-3-S-HC_02282020135005_9682580"]
[2355405,"True Manufacturing (True Food Service Equipment)","True Refrigeration","TBB-4G-HC-LD","TBB-4G-HC-LD",null,"Vertical Transparent Door Refrigerator","Vertical","Back Bar Cooler","Automatic",3,0,3,"Hinged",33.64,33.64,0,37,90.38,27.75,2.35,"R-290","2017-05-22","2020-03-02","United States, Canada","ES_3320_TBB-4G-HC-LD_02282020163510_8982354"]
[2355406,"True Manufacturing (True Food Service Equipment)","True Refrigeration","TBB-4G-S-HC-LD","TBB-4G-S-HC-LD",null,"Vertical Transparent Door Refrigerator","Vertical","Back Bar Cooler","Automatic",3,0,3,"Hinged",33.64,33.64,0,37,90.38,27.75,2.35,"R-290","2017-05-22","2020-03-02","United States, Canada","ES_3320_TBB-4G-S-HC-LD_02282020163510_4294703"]
[2355399,"True Manufacturing (True Food Service Equipment)","True Refrigeration","TBB-4-HC","TBB-4-HC",null,"Vertical Solid Door Refrigerator","Vertical","Back Bar Cooler","Automatic",0,3,3,"Hinged",27.77,0,27.77,37,90.38,27.75,1.98,"R-290","2017-05-01","2020-03-02","United States, Canada","ES_3320_TBB-4-HC_02272020161614_5074731"]
[2355400,"True Manufacturing (True Food Service Equipment)","True Refrigeration","TBB-4-S-HC","TBB-4-S-HC",null,"Vertical Solid Door Refrigerator","Vertical","Back Bar Cooler","Automatic",0,3,3,"Hinged",27.77,0,27.77,37,90.38,27.75,1.98,"R-290","2017-05-01","2020-03-02","United States, Canada","ES_3320_TBB-4-S-HC_02282020140510_2097284"]
[2355349,"True Manufacturing (True Food Service Equipment)","True Refrigeration","TDB-24-48-1-G-1-HC-LD","TDB-24-48-1-G-1-HC-LD",null,"Vertical Transparent Door Refrigerator","Vertical","Back Bar Cooler","Automatic",2,0,2,"Hinged",13.21,13.21,0,35.630000000000003,49.13,24.5,1.47,"R-290","2017-03-21","2020-02-28","United States, Canada","ES_3320_TDB-24-48-1-G-1-HC-LD_02282020125543_5557175"]
[2355350,"True Manufacturing (True Food Service Equipment)","True Refrigeration","TDB-24-48G-HC-LD","TDB-24-48G-HC-LD",null,"Vertical Transparent Door Refrigerator","Vertical","Back Bar Cooler","Automatic",2,0,2,"Hinged",13.21,13.21,0,35.630000000000003,49.13,24.5,1.47,"R-290","2017-03-21","2020-02-28","United States, Canada","ES_3320_TDB-24-48G-HC-LD_02282020125543_5022677"]
[2355847,"True Manufacturing (True Food Service Equipment)","True Refrigeration","TDD-1-HC","TDD-1-HC",null,"Vertical Solid Door Refrigerator","Vertical","Back Bar Cooler","Automatic",0,1,1,"Hinged",7.86,0,7.86,38.75,23.5,31.88,0.93,"R-290","2017-05-01","2020-02-28","United States, Canada","ES_3320_TDD-1-HC_03032020164217_9359400"]
[2355848,"True Manufacturing (True Food Service Equipment)","True Refrigeration","TDD-1-S-HC","TDD-1-S-HC",null,"Vertical Solid Door Refrigerator","Vertical","Back Bar Cooler","Automatic",0,1,1,"Hinged",7.86,0,7.86,38.75,23.5,31.88,0.93,"R-290","2017-05-01","2020-02-28","United States, Canada","ES_3320_TDD-1-S-HC_03032020164217_9481301"]
[2355343,"True Manufacturing (True Food Service Equipment)","True Refrigeration","TDD-2CT-HC","TDD-2CT-HC",null,"Vertical Solid Door Refrigerator","Vertical","Back Bar Cooler","Automatic",0,2,2,"Hinged",19.510000000000002,0,19.510000000000002,37,58.88,27.75,1.3,"R-290","2017-04-21","2020-02-28","United States, Canada","ES_3320_TDD-2CT-HC_02282020123634_2254105"]
[2355344,"True Manufacturing (True Food Service Equipment)","True Refrigeration","TDD-2CT-S-HC","TDD-2CT-S-HC",null,"Vertical Solid Door Refrigerator","Vertical","Back Bar Cooler","Automatic",0,2,2,"Hinged",19.510000000000002,0,19.510000000000002,37,58.88,27.75,1.3,"R-290","2017-04-21","2020-02-28","United States, Canada","ES_3320_TDD-2CT-S-HC_02282020123635_707644"]
[2355341,"True Manufacturing (True Food Service Equipment)","True Refrigeration","TDD-2-HC","TDD-2-HC",null,"Vertical Solid Door Refrigerator","Vertical","Back Bar Cooler","Automatic",0,2,2,"Hinged",19.510000000000002,0,19.510000000000002,37,58.88,27.75,1.3,"R-290","2017-04-21","2020-02-28","United States, Canada","ES_3320_TDD-2-HC_02282020123634_5360987"]
[2355342,"True Manufacturing (True Food Service Equipment)","True Refrigeration","TDD-2-S-HC","TDD-2-S-HC",null,"Vertical Solid Door Refrigerator","Vertical","Back Bar Cooler","Automatic",0,2,2,"Hinged",19.510000000000002,0,19.510000000000002,37,58.88,27.75,1.3,"R-290","2017-04-21","2020-02-28","United States, Canada","ES_3320_TDD-2-S-HC_02282020123634_7544808"]
[2355395,"True Manufacturing (True Food Service Equipment)","True Refrigeration","TDD-3-HC","TDD-3-HC",null,"Vertical Solid Door Refrigerator","Vertical","Back Bar Cooler","Automatic",0,2,2,"Hinged",23.54,0,23.54,37,69.13,27.75,1.45,"R-290","2017-05-22","2020-02-28","United States, Canada","ES_3320_TDD-3-HC_02282020135005_9654047"]
[2355396,"True Manufacturing (True Food Service Equipment)","True Refrigeration","TDD-3-S-HC","TDD-3-S-HC",null,"Vertical Solid Door Refrigerator","Vertical","Back Bar Cooler","Automatic",0,2,2,"Hinged",23.54,0,23.54,37,69.13,27.75,1.45,"R-290","2017-05-22","2020-02-28","United States, Canada","ES_3320_TDD-3-S-HC_02282020135006_1984353"]
[2355403,"True Manufacturing (True Food Service Equipment)","True Refrigeration","TDD-4CT-HC","TDD-4CT-HC",null,"Vertical Solid Door Refrigerator","Vertical","Back Bar Cooler","Automatic",0,3,3,"Hinged",27.77,0,27.77,37,90.38,27.75,1.98,"R-290","2017-05-01","2020-03-02","United States, Canada","ES_3320_TDD-4CT-HC_02282020140510_5385972"]
[2355404,"True Manufacturing (True Food Service Equipment)","True Refrigeration","TDD-4CT-S-HC","TDD-4CT-S-HC",null,"Vertical Solid Door Refrigerator","Vertical","Back Bar Cooler","Automatic",0,3,3,"Hinged",27.77,0,27.77,37,90.38,27.75,1.98,"R-290","2017-05-01","2020-03-02","United States, Canada","ES_3320_TDD-4CT-S-HC_02282020140511_4759616"]
[2355401,"True Manufacturing (True Food Service Equipment)","True Refrigeration","TDD-4-HC","TDD-4-HC",null,"Vertical Solid Door Refrigerator","Vertical","Back Bar Cooler","Automatic",0,3,3,"Hinged",27.77,0,27.77,37,90.38,27.75,1.98,"R-290","2017-05-01","2020-03-02","United States, Canada","ES_3320_TDD-4-HC_02282020140510_94721"]
[2355402,"True Manufacturing (True Food Service Equipment)","True Refrigeration","TDD-4-S-HC","TDD-4-S-HC",null,"Vertical Solid Door Refrigerator","Vertical","Back Bar Cooler","Automatic",0,3,3,"Hinged",27.77,0,27.77,37,90.38,27.75,1.98,"R-290","2017-05-01","2020-03-02","United States, Canada","ES_3320_TDD-4-S-HC_02282020140510_216622"]
[2355469,"True Manufacturing (True Food Service Equipment)","True Refrigeration","TG1R-1S-HC","TG1R-1S-HC",null,"Vertical Solid Door Refrigerator","Vertical","Reach-in","Automatic",0,1,1,"Hinged",27.33,0,27.33,48.25,29,34.630000000000003,1.28,"R-290","2017-01-01","2020-03-02","United States, Canada","ES_3320_TG1R-1S-HC_02282020165839_4099542"]
[2309342,"Turbo Air Inc.","Turbo Air","M3R47-2-N","M3R47-2-N",null,"Vertical Solid Door Refrigerator","Vertical","Reach-in","Automatic",0,2,2,"Hinged",42.75,0,42.75,77.95,51.77,30.71,2.2200000000000002,"R-290","2018-01-02","2018-01-02","United States","ES_1002831_M3R47-2-N_01042018135730_7987481"]
[2305444,"Turbo Air Inc.","Turbo Air","M3R47-4-N","M3R47-4-N",null,"Vertical Solid Door Refrigerator","Vertical","Reach-in","Automatic",0,4,4,"Hinged",42.1,0,42.1,77.95,51.77,30.71,2.2200000000000002,"R-290","2017-10-20","2017-10-24","United States","ES_1002831_M3R47-4-N_10232017145632_3538476"]
[2305445,"Turbo Air Inc.","Turbo Air","M3R72-3-N","M3R72-3-N",null,"Vertical Solid Door Refrigerator","Vertical","Reach-in","Automatic",0,3,3,"Hinged",65.88,0,65.88,77.95,77.8,30.71,2.35,"R-290","2017-10-20","2017-10-24","United States","ES_1002831_M3R72-3-N_10232017145916_9383050"]
[2305446,"Turbo Air Inc.","Turbo Air","M3R72-6-N","M3R72-6-N",null,"Vertical Solid Door Refrigerator","Vertical","Reach-in","Automatic",0,6,6,"Hinged",65.88,0,65.88,77.95,77.8,30.71,2.35,"R-290","2017-10-20","2017-10-24","United States","ES_1002831_M3R72-6-N_10232017151333_1590539"]
[2294683,"Turbo Air Inc.","Turbo Air","MUR-28L-N6","MUR-28L-N6",null,"Vertical Solid Door Refrigerator","Vertical","Reach-in","Automatic",0,1,1,"Hinged",6.18,0,6.18,30.98,27.48,30,0.75,"R-600a","2017-04-17","2017-04-20","United States","ES_1002831_MUR-28L-N6_04172017164106_2511865"]
[2294682,"Turbo Air Inc.","Turbo Air","MUR-36L-N6","MUR-36L-N6",null,"Vertical Solid Door Refrigerator","Vertical","Reach-in","Automatic",0,2,2,"Hinged",8.36,0,8.36,30.98,36.340000000000003,30,0.91,"R-600a","2017-04-17","2017-04-20","United States","ES_1002831_MUR-36L-N6_04172017163305_7191278"]
[2294681,"Turbo Air Inc.","Turbo Air","MUR-36-N6","MUR-36-N6",null,"Vertical Solid Door Refrigerator","Vertical","Reach-in","Automatic",0,2,2,"Hinged",9,0,9,35.549999999999997,48.23,30,0.91,"R-600a","2017-03-29","2018-04-07","United States","ES_1002831_MUR-36-N6, TUR-36SD-N6, TWR-36SD-N6_04052017125431_4815179"]
[2359405,"Turbo Air Inc.","Turbo Air","PRO-15R-G-N","PRO-15R-G-N",null,"Vertical Transparent Door Refrigerator","Vertical","Reach-in","Automatic",1,0,1,"Hinged",13.34,13.34,0,78,17.75,38.25,1.38,"R-290","2020-05-01","2020-05-06","United States","ES_1002831_PRO-15R-G-N_05012020120728_6161310"]
[2355231,"Turbo Air Inc.","Turbo Air","PRO-15R-N","PRO-15R-N",null,"Vertical Solid Door Refrigerator","Vertical","Reach-in","Automatic",0,1,1,"Hinged",13.18,0,13.18,78.5,17.75,34.380000000000003,1.1599999999999999,"R-290","2020-03-17","2020-02-25","United States","ES_1002831_PRO-15R-N_01222020170937_4025995"]
[2328707,"Turbo Air Inc.","Turbo Air","PRO-26-2R-G-N","PRO-26-2R-G-N",null,"Vertical Transparent Door Refrigerator","Vertical","Reach-in","Automatic",2,0,2,"Hinged",25.73,25.73,0,78,28.75,33.880000000000003,2.17,"R-290","2018-10-20","2018-10-31","United States","ES_1002831_PRO-26-2R-G-N_10302018115250_3615228"]
[2293820,"Turbo Air Inc.","Turbo Air","PRO-26-2R-N","PRO-26-2R-N",null,"Vertical Solid Door Refrigerator","Vertical","Reach-in","Automatic",0,2,2,"Hinged",25.4,0,25.4,82.91,28.74,33.86,1.58,"R-290","2017-03-29","2017-04-07","United States","ES_1002831_PRO-26-2R-N_03312017151123_9087182"]
[2322051,"Turbo Air Inc.","Turbo Air","PRO-26-2R-PT-N","PRO-26-2R-PT-N",null,"Vertical Solid Door Refrigerator","Vertical","Reach-in","Automatic",0,4,4,"Hinged",26.29,0,26.29,78,28.75,36.25,1.58,"R-290","2018-06-30","2018-07-02","United States","ES_1002831_PRO-26-2R-PT-N_06142018105549_2176172"]
[2345454,"Turbo Air Inc.","Turbo Air","PRO-26R-G-RI-N","PRO-26R-G-RI-N",null,"Vertical Transparent Door Refrigerator","Vertical","Reach-in","Automatic",1,0,1,"Hinged",39.979999999999997,39.979999999999997,0,83.63,34.130000000000003,39.25,2.64,"R-290","2019-09-20","2019-08-26","United States","ES_1002831_PRO-26R-G-RI-N_08262019114129_5471155"]
[2324642,"Turbo Air Inc.","Turbo Air","PRO-26R-GSH-PT-N","PRO-26R-GSH-PT-N",null,"Vertical Transparent Door Refrigerator","Vertical","Reach-in","Automatic",2,2,4,"Hinged",26.48,26.48,0,78,28.75,36.25,1.95,"R-290","2018-08-15","2018-08-22","United States","ES_1002831_PRO-26R-GSH-PT-N_08102018092527_9177362"]
[2325848,"Turbo Air Inc.","Turbo Air","PRO-26R-N","PRO-26R-N",null,"Vertical Solid Door Refrigerator","Vertical","Reach-in","Automatic",0,1,1,"Hinged",25.41,0,25.41,83.25,28.75,36,1.32,"R-290","2018-01-24","2018-09-13","United States","ES_1002831_PRO-26R-N_03292018101722_8738061"]
[2324643,"Turbo Air Inc.","Turbo Air","PRO-26R-RI-N","PRO-26R-RI-N",null,"Vertical Solid Door Refrigerator","Vertical","Reach-in","Automatic",0,1,1,"Hinged",39.32,0,39.32,84.13,34.130000000000003,37.75,2.3199999999999998,"R-290","2018-05-11","2018-08-22","United States","ES_1002831_PRO-26R-RI-N_05112018162128_8488122"]
[2325849,"Turbo Air Inc.","Turbo Air","PRO-50R-N","PRO-50R-N",null,"Vertical Solid Door Refrigerator","Vertical","Reach-in","Automatic",0,2,2,"Hinged",47.73,0,47.73,83,51.75,33.75,2.39,"R-290","2018-01-24","2018-09-13","United States","ES_1002831_PRO-50R-N_03292018101915_7214929"]
[2335471,"Turbo Air Inc.","Turbo Air","PUR-48-G-N","PUR-48-G-N",null,"Vertical Transparent Door Refrigerator","Vertical","Reach-in","Automatic",2,0,2,"Hinged",13.38,13.38,0,35.25,48.13,30,1.61,"R-290","2019-04-10","2019-03-29","United States","ES_1002831_PUR-48-N_03272019162327_4566919"]
[2373631,"Turbo Air Inc.","Turbo Air","TBB-24-48SBD-N6","TBB-24-48SBD-N6",null,"Vertical Solid Door Refrigerator","Vertical","Reach-in","Automatic",0,2,2,"Hinged",12.2,0,12.2,36,50,25,1.05,"R-600a","2021-02-10","2021-02-03","United States, Canada","ES_1002831_TBB-24-48SBD-N6_02082021052403_80070186"]
[2372812,"Turbo Air Inc.","Turbo Air","TCB-3S*D-N6","TCB-3S*D-N6",null,"Vertical Solid Door Refrigerator","Vertical","Reach-in","Automatic",0,2,2,"Hinged",25.4,0,25.4,37,69,27,1.24,"R-600a","2021-02-10","2021-01-27","United States, Canada","ES_1002831_TCB-3S*D-N6_01282021073543_80067701"]
[2300550,"Turbo Air Inc.","Turbo Air","TCB-3S*-N6","TCB-3S*-N6",null,"Vertical Solid Door Refrigerator","Vertical","Beer Dispensing or Direct Draw Unit","Automatic",0,2,2,"Hinged",25.4,0,25.4,37,69,27,1.1299999999999999,"R-600a","2017-07-19","2017-07-19","United States, Canada","ES_1002831_TCB-3S*-N6_07252017035215_70147575"]
[2372813,"Turbo Air Inc.","Turbo Air","TCB-4S*D-N","TCB-4S*D-N",null,"Vertical Solid Door Refrigerator","Vertical","Reach-in","Automatic",0,3,3,"Hinged",36.47,0,36.47,39,90,27,1.68,"R-290","2021-02-10","2021-01-27","United States, Canada","ES_1002831_TCB-4S*D-N_01282021073543_80067701"]
[2300551,"Turbo Air Inc.","Turbo Air","TCB-4S*-N","TCB-4S*-N",null,"Vertical Solid Door Refrigerator","Vertical","Beer Dispensing or Direct Draw Unit","Automatic",0,3,3,"Hinged",36.47,0,36.47,37,90,27,1.53,"R-290","2017-07-19","2017-07-19","United States, Canada","ES_1002831_TCB-4S*-N_07252017035215_70147575"]
[2301172,"Turbo Air Inc.","Turbo Air","TGM-12SD*-N6","TGM-12SD*-N6",null,"Vertical Transparent Door Refrigerator","Vertical","Reach-in","Automatic",1,0,1,"Hinged",10.19,10.19,0,63,26,21,1.31,"R-600a","2017-07-19","2017-07-27","United States, Canada","ES_1002831_TGM-12SD*-N6_08012017070807_70149565"]
[2340423,"Turbo Air Inc.","Turbo Air","TGM-15SDH*-N6","TGM-15SDH*-N6",null,"Vertical Transparent Door Refrigerator","Vertical","Reach-in","Automatic",1,0,1,"Hinged",14.7,14.7,0,76,27,23,1.42,"R-600a","2019-06-27","2019-06-26","United States, Canada","ES_1002831_TGM-15SDH*-N6_06272019110356_80007026"]
[2333040,"Turbo Air Inc.","Turbo Air","TGM-15SD*-N6","TGM-15SD*-N6",null,"Vertical Transparent Door Refrigerator","Vertical","Reach-in","Automatic",1,0,1,"Hinged",14.43,14.43,0,76,27,23,1.64,"R-600a","2019-01-30","2019-01-24","United States, Canada","ES_1002831_TGM-15SD*-N6_02042019031929_70208368"]
[2337228,"Turbo Air Inc.","Turbo Air","TGM-23SDH*-N6","TGM-23SDH*-N6",null,"Vertical Transparent Door Refrigerator","Vertical","Reach-in","Automatic",1,0,1,"Hinged",19.02,19.02,0,77,27,31,1.88,"R-600a","2019-04-24","2019-04-23","United States, Canada","ES_1002831_TGM-23SDH*-N6_04242019124423_70221423"]
[2362375,"Turbo Air Inc.","Turbo Air","TGM-23SDH*-N6-L","TGM-23SDH*-N6-L",null,"Vertical Transparent Door Refrigerator","Vertical","Reach-in","Automatic",1,0,1,"Hinged",19.02,19.02,0,77,27,31,1.88,"R-600a","2020-07-08","2020-07-02","United States, Canada","ES_1002831_TGM-23SDH*-N6-L_07032020033820_80047326"]
[2308785,"Turbo Air Inc.","Turbo Air","TGM-23SD*-N6","TGM-23SD*-N6",null,"Vertical Transparent Door Refrigerator","Vertical","Reach-in","Automatic",1,0,1,"Hinged",19.399999999999999,19.399999999999999,0,78,27,28,1.85,"R-600a","2017-10-25","2017-10-24","United States, Canada","ES_1002831_TGM-23SD*-N6_01082018113409_70160533"]
[2350894,"Turbo Air Inc.","Turbo Air","TGM-23SD*-N6-L","TGM-23SD*-N6-L",null,"Vertical Transparent Door Refrigerator","Vertical","Reach-in","Automatic",1,0,1,"Hinged",19.399999999999999,19.399999999999999,0,78,27,28,1.85,"R-600a","2019-12-12","2019-12-04","United States, Canada","ES_1002831_TGM-23SD*-N6-L_12052019022100_80022956"]
[2339518,"Turbo Air Inc.","Turbo Air","TGM-35SDH*-N","TGM-35SDH*-N",null,"Vertical Transparent Door Refrigerator","Vertical","Reach-in","Automatic",2,0,2,"Hinged",31.7,31.7,0,77,40,32,2.2599999999999998,"R-290","2019-06-12","2019-06-05","United States, Canada","ES_1002831_TGM-35SDH*-N_06102019023902_80002176"]
[2339519,"Turbo Air Inc.","Turbo Air","TGM-47SDH*-N","TGM-47SDH*-N",null,"Vertical Transparent Door Refrigerator","Vertical","Reach-in","Automatic",2,0,2,"Hinged",44.22,44.22,0,77,52,32,2.8,"R-290","2019-06-12","2019-06-05","United States, Canada","ES_1002831_TGM-47SDH*-N_06102019023902_80002176"]
[2333041,"Turbo Air Inc.","Turbo Air","TGM-47SD*-N","TGM-47SD*-N",null,"Vertical Transparent Door Refrigerator","Vertical","Reach-in","Automatic",2,0,2,"Hinged",41.71,41.71,0,78,55,28,3.3,"R-290","2019-01-30","2019-01-24","United States, Canada","ES_1002831_TGM-47SD*-N_02042019031929_70208368"]
[2300556,"Turbo Air Inc.","Turbo Air","TGM-50RS*-N","TGM-50RS*-N",null,"Vertical Transparent Door Refrigerator","Vertical","Reach-in","Automatic",2,0,2,"Hinged",45.97,45.97,0,79,56,33,3.15,"R-290","2017-07-19","2017-07-20","United States, Canada","ES_1002831_TGM-50RS*-N_07252017035215_70147579"]
[2386556,"Turbo Air Inc.","Turbo Air","TGM-5.1R-N6","TGM-5.1R-N6",null,"Vertical Transparent Door Refrigerator","Vertical","Reach-in","Automatic",1,0,1,"Hinged",2.44,2.44,0,32,17,20,0.51,"R-600a","2021-11-03","2021-10-15","United States, Canada","ES_1002831_TGM-5.1R-N6_10272021103905_80101695"]
[2300554,"Turbo Air Inc.","Turbo Air","TGM-5R-N6","TGM-5R-N6",null,"Vertical Transparent Door Refrigerator","Vertical","Reach-in","Automatic",1,0,1,"Hinged",4.16,4.16,0,34,19,24,0.6,"R-600a","2017-07-19","2017-07-20","United States, Canada","ES_1002831_TGM-5R-N6_07252017035215_70147579"]
[2340424,"Turbo Air Inc.","Turbo Air","TGM-72SDH*-N","TGM-72SDH*-N",null,"Vertical Transparent Door Refrigerator","Vertical","Reach-in","Automatic",3,0,3,"Hinged",70.44,70.44,0,77,78,32,5.14,"R-290","2019-06-27","2019-06-26","United States, Canada","ES_1002831_TGM-72SDH*-N_06272019110356_80007026"]
[2333042,"Turbo Air Inc.","Turbo Air","TGM-72SD*-N","TGM-72SD*-N",null,"Vertical Transparent Door Refrigerator","Vertical","Reach-in","Automatic",3,0,3,"Hinged",67.98,67.98,0,78,82,28,5.75,"R-290","2019-01-30","2019-01-24","United States, Canada","ES_1002831_TGM-72SD*-N_02042019031929_70208368"]
[2300555,"Turbo Air Inc.","Turbo Air","TGM-7SD*-N6","TGM-7SD*-N6",null,"Vertical Transparent Door Refrigerator","Vertical","Reach-in","Automatic",1,0,1,"Hinged",6.2,6.2,0,39,25,21,0.92,"R-600a","2017-07-19","2017-07-20","United States, Canada","ES_1002831_TGM-7SD*-N6_07252017035215_70147579"]
[2386551,"Turbo Air Inc.","Turbo Air","TJMR-30SD**-N-$","TJMR-30SD**-N-$",null,"Vertical Transparent Door Refrigerator","Vertical","Reach-in","Automatic",1,0,1,"Hinged",32.04,32.04,0,84,37,38,2.31,"R-290","2021-11-03","2021-12-03","United States, Canada","ES_1002831_TJMR-30SD**-N-$_10272021082838_80098988"]
[2386552,"Turbo Air Inc.","Turbo Air","TJMR-55SD**-N-$","TJMR-55SD**-N-$",null,"Vertical Transparent Door Refrigerator","Vertical","Reach-in","Automatic",2,0,2,"Hinged",62.05,62.05,0,84,66,38,4.4000000000000004,"R-290","2021-11-03","2021-12-03","United States, Canada","ES_1002831_TJMR-55SD**-N-$_10272021082838_80098988"]
[2386553,"Turbo Air Inc.","Turbo Air","TJMR-85SD**-N-$","TJMR-85SD**-N-$",null,"Vertical Transparent Door Refrigerator","Vertical","Reach-in","Automatic",3,0,3,"Hinged",97.08,97.08,0,84,98,38,7.41,"R-290","2021-11-03","2021-12-03","United States, Canada","ES_1002831_TJMR-85SD**-N-$_10272021082838_80098988"]
[2358139,"Turbo Air Inc.","Turbo Air","TMKC-34-2-*S-N6","TMKC-34-2-*S-N6",null,"Horizontal Solid Door Refrigerator","Chest","Milk Cooler","Manual",0,4,4,"Hinged",12.21,0,12.21,36,34,33,0.73,"R-600a","2020-04-16","2020-04-15","United States, Canada","ES_1002831_TMKC-34-2-*S-N6_04162020095846_80034538"]
[2358140,"Turbo Air Inc.","Turbo Air","TMKC-49-2-*S-N6","TMKC-49-2-*S-N6",null,"Horizontal Solid Door Refrigerator","Chest","Milk Cooler","Manual",0,4,4,"Hinged",18.3,0,18.3,36,49,33,0.87,"R-600a","2020-04-16","2020-04-15","United States, Canada","ES_1002831_TMKC-49-2-*S-N6_04162020095846_80034539"]
[2358141,"Turbo Air Inc.","Turbo Air","TMKC-58-2-*S-N6","TMKC-58-2-*S-N6",null,"Horizontal Solid Door Refrigerator","Chest","Milk Cooler","Manual",0,4,4,"Hinged",21.98,0,21.98,36,58,33,1.07,"R-600a","2020-04-16","2020-04-15","United States, Canada","ES_1002831_TMKC-58-2-*S-N6_04162020095846_80034540"]
[2300557,"Turbo Air Inc.","Turbo Air","TSR-23GSD-N6","TSR-23GSD-N6",null,"Vertical Transparent Door Refrigerator","Vertical","Reach-in","Automatic",1,0,1,"Hinged",20,20,0,78,27,32,1.64,"R-600a","2017-07-19","2017-07-19","United States, Canada","ES_1002831_TSR-23GSD-N6_07252017035215_70147617"]
[2300543,"Turbo Air Inc.","Turbo Air","TSR-23SD-N6","TSR-23SD-N6",null,"Vertical Solid Door Refrigerator","Vertical","Reach-in","Automatic",0,1,1,"Hinged",19.3,0,19.3,78,27,31,0.79,"R-600a","2017-07-19","2017-07-19","United States, Canada","ES_1002831_TSR-23SD-N6_07252017035215_70146846"]
[2312543,"Turbo Air Inc.","Turbo Air","TSR-23SD-N6-L","TSR-23SD-N6-L",null,"Vertical Solid Door Refrigerator","Vertical","Reach-in","Automatic",0,1,1,"Hinged",19.3,0,19.3,78,27,31,0.79,"R-600a","2018-03-08","2018-03-08","United States, Canada","ES_1002831_TSR-23SD-N6-L_03092018115151_70176389"]
[2365090,"Turbo Air Inc.","Turbo Air","TSR-35GSD-N","TSR-35GSD-N",null,"Vertical Transparent Door Refrigerator","Vertical","Reach-in","Automatic",2,0,2,"Hinged",27.5,27.5,0,78,54,32,2.4300000000000002,"R-290","2020-08-28","2020-08-25","United States, Canada","ES_1002831_TSR-35GSD-N_08262020051618_80053986"]
[2293841,"Turbo Air Inc.","Turbo Air","TSR-35SD-N","TSR-35SD-N",null,"Vertical Solid Door Refrigerator","Vertical","Reach-in","Automatic",0,2,2,"Hinged",29,0,29,83.15,39.49,30.31,1.66,"R-290","2017-03-29","2017-04-07","United States","ES_1002831_TSR-35SD-N_03312017171815_4105951"]
[2347202,"Turbo Air Inc.","Turbo Air","TSR-35SD-N6","TSR-35SD-N6",null,"Vertical Solid Door Refrigerator","Vertical","Reach-in","Automatic",0,2,2,"Hinged",29.19,0,29.19,78,40,31,1.45,"R-600a","2019-09-30","2019-09-26","United States, Canada","ES_1002831_TSR-35SD-N6_09262019122543_80015856"]
[2300558,"Turbo Air Inc.","Turbo Air","TSR-49GSD-N","TSR-49GSD-N",null,"Vertical Transparent Door Refrigerator","Vertical","Reach-in","Automatic",2,0,2,"Hinged",44.14,44.14,0,78,54,32,2.99,"R-290","2017-07-19","2017-07-19","United States, Canada","ES_1002831_TSR-49GSD-N_07252017035215_70147617"]
[2369480,"U-Line Corporation","U-Line","UCWC524-SG32A","UCWC524-SG32A",null,"Vertical Transparent Door Refrigerator","Vertical","Reach-in","Automatic",1,0,1,"Hinged",5.2,5.2,0,34,24,24,0.9,"R-600a","2020-09-01","2020-11-11","United States, Canada","ES_92283_UCWC524-SG32A_11122020194136_0096046"]
[2369481,"U-Line Corporation","U-Line","UCWC524-SG33A","UCWC524-SG33A",null,"Vertical Transparent Door Refrigerator","Vertical","Reach-in","Automatic",1,0,1,"Hinged",5.2,5.2,0,34,24,24,0.9,"R-600a","2020-09-01","2020-11-11","United States, Canada","ES_92283_UCWC524-SG33A_11122020194327_0207042"]
[2369490,"U-Line Corporation","U-Line","UCWC524-SS32A","UCWC524-SS32A",null,"Vertical Solid Door Refrigerator","Vertical","Reach-in","Automatic",0,1,1,"Hinged",5.2,0,5.2,34,24,24,0.9,"R-600a","2020-09-01","2020-11-11","United States, Canada","ES_92283_UCWC524-SS32A_11122020212828_6508357"]
[2369491,"U-Line Corporation","U-Line","UCWC524-SS33A","UCWC524-SS33A",null,"Vertical Solid Door Refrigerator","Vertical","Reach-in","Automatic",0,1,1,"Hinged",5.2,0,5.2,34,24,24,0.9,"R-600a","2020-09-01","2020-11-11","United States, Canada","ES_92283_UCWC524-SS33A_11122020213535_6935770"]
[2300544,"Turbo Air Inc.","Turbo Air","TSR-49SD-N6","TSR-49SD-N6",null,"Vertical Solid Door Refrigerator","Vertical","Reach-in","Automatic",0,2,2,"Hinged",42.69,0,42.69,78,55,31,1.37,"R-600a","2017-07-19","2017-07-19","United States, Canada","ES_1002831_TSR-49SD-N6_07252017035215_70146846"]
[2300559,"Turbo Air Inc.","Turbo Air","TSR-72GSD-N","TSR-72GSD-N",null,"Vertical Transparent Door Refrigerator","Vertical","Reach-in","Automatic",3,0,3,"Hinged",67.02,67.02,0,77,82,31,5.23,"R-290","2017-07-19","2017-07-19","United States, Canada","ES_1002831_TSR-72GSD-N_07252017035215_70147617"]
[2300545,"Turbo Air Inc.","Turbo Air","TSR-72SD-N","TSR-72SD-N",null,"Vertical Solid Door Refrigerator","Vertical","Reach-in","Automatic",0,3,3,"Hinged",64.099999999999994,0,64.099999999999994,78,82,31,2.33,"R-290","2017-07-19","2017-07-19","United States, Canada","ES_1002831_TSR-72SD-N_07252017035215_70146846"]
[2377685,"U-Line Corporation","U-Line","UCRE515-SG32A","UCRE515-SG32A",null,"Vertical Transparent Door Refrigerator","Vertical","Reach-in","Automatic",1,0,1,"Hinged",2.9,2.9,0,34,15,24,0.72,"R-600a","2020-09-01","2021-05-10","United States","ES_92283_UCRE515-SG32A_050320211502677_3512514"]
[2377686,"U-Line Corporation","U-Line","UCRE515-SG33A","UCRE515-SG33A",null,"Vertical Transparent Door Refrigerator","Vertical","Reach-in","Automatic",1,0,1,"Hinged",2.9,2.9,0,34,15,24,0.72,"R-600a","2020-09-01","2021-05-10","United States","ES_92283_UCRE515-SG33A_050320211502815_6789060"]
[2377688,"U-Line Corporation","U-Line","UCRE515-SS32A","UCRE515-SS32A",null,"Vertical Solid Door Refrigerator","Vertical","Reach-in","Automatic",0,1,1,"Hinged",2.9,0,2.9,34,15,24,0.75,"R-600a","2020-09-01","2021-05-10","United States","ES_92283_UCRE515-SS32A_050320211502679_6687815"]
[2377689,"U-Line Corporation","U-Line","UCRE515-SS33A","UCRE515-SS33A",null,"Vertical Solid Door Refrigerator","Vertical","Reach-in","Automatic",0,1,1,"Hinged",2.9,0,2.9,34,15,24,0.75,"R-600a","2020-09-01","2021-05-10","United States","ES_92283_UCRE515-SS33A_050320211502993_4137144"]
[2371106,"U-Line Corporation","U-Line","UCRE518-SG32A","UCRE518-SG32A",null,"Vertical Transparent Door Refrigerator","Vertical","Reach-in","Automatic",1,0,1,"Hinged",3.7,3.7,0,34,18,24,0.75,"R-600a","2020-09-01","2020-12-21","United States, Canada","ES_92283_UCRE518-SG32A_121120201027612_9123236"]
[2371104,"U-Line Corporation","U-Line","UCRE518-SG33A","UCRE518-SG33A",null,"Vertical Transparent Door Refrigerator","Vertical","Reach-in","Automatic",1,0,1,"Hinged",3.7,3.7,0,34,18,24,0.75,"R-600a","2020-09-01","2020-12-21","United States, Canada","ES_92283_UCRE518-SG33A_121120201027942_8470241"]
[2371109,"U-Line Corporation","U-Line","UCRE518-SS32A","UCRE518-SS32A",null,"Vertical Solid Door Refrigerator","Vertical","Reach-in","Automatic",0,1,1,"Hinged",3.7,0,3.7,34,18,24,0.75,"R-600a","2020-09-01","2020-12-21","United States, Canada","ES_92283_UCRE518-SS32A_121120201027250_4524919"]
[2371105,"U-Line Corporation","U-Line","UCRE518-SS33A","UCRE518-SS33A",null,"Vertical Solid Door Refrigerator","Vertical","Reach-in","Automatic",0,1,1,"Hinged",3.7,0,3.7,34,18,24,0.75,"R-600a","2020-09-01","2020-12-21","United States, Canada","ES_92283_UCRE518-SS33A_121120201027706_4350360"]
[2369477,"U-Line Corporation","U-Line","UCRE524-SG32A","UCRE524-SG32A",null,"Vertical Transparent Door Refrigerator","Vertical","Reach-in","Automatic",1,0,1,"Hinged",5.2,5.2,0,34,24,24,0.9,"R-600a","2020-09-01","2020-11-11","United States, Canada","ES_92283_UCRE524-SG32A_11122020181335_4815690"]
[2369478,"U-Line Corporation","U-Line","UCRE524-SG33A","UCRE524-SG33A",null,"Vertical Transparent Door Refrigerator","Vertical","Reach-in","Automatic",1,0,1,"Hinged",5.2,5.2,0,34,24,24,0.9,"R-600a","2020-09-01","2020-11-11","United States, Canada","ES_92283_UCRE524-SG33A_11122020181625_4985943"]
[2369479,"U-Line Corporation","U-Line","UCRE524-SG33B","UCRE524-SG33B",null,"Vertical Transparent Door Refrigerator","Vertical","Reach-in","Automatic",1,0,1,"Hinged",5.2,5.2,0,34,24,24,0.9,"R-600a","2020-09-01","2020-11-11","United States, Canada","ES_92283_UCRE524-SG33B_11122020193953_9993861"]
[2369488,"U-Line Corporation","U-Line","UCRE524-SS32A","UCRE524-SS32A",null,"Vertical Solid Door Refrigerator","Vertical","Reach-in","Automatic",0,1,1,"Hinged",5.2,0,5.2,34,24,24,0.9,"R-600a","2020-09-01","2020-11-11","United States, Canada","ES_92283_UCRE524-SS32A_11122020200028_1228033"]
[2369489,"U-Line Corporation","U-Line","UCRE524-SS33A","UCRE524-SS33A",null,"Vertical Solid Door Refrigerator","Vertical","Reach-in","Automatic",0,1,1,"Hinged",5.2,0,5.2,34,24,24,0.9,"R-600a","2020-09-01","2020-11-11","United States, Canada","ES_92283_UCRE524-SS33A_11122020201612_2172945"]
[2377687,"U-Line Corporation","U-Line","UCWC515-SG32A","UCWC515-SG32A",null,"Vertical Transparent Door Refrigerator","Vertical","Reach-in","Automatic",1,0,1,"Hinged",2.9,2.9,0,34,15,24,0.72,"R-600a","2020-09-01","2021-05-10","United States","ES_92283_UCWC515-SG32A_050320211502539_2720681"]
[2377684,"U-Line Corporation","U-Line","UCWC515-SG33A","UCWC515-SG33A",null,"Vertical Transparent Door Refrigerator","Vertical","Reach-in","Automatic",1,0,1,"Hinged",2.9,2.9,0,34,15,24,0.72,"R-600a","2020-09-01","2021-05-10","United States","ES_92283_UCWC515-SG33A_050320211502264_3427025"]
[2377690,"U-Line Corporation","U-Line","UCWC515-SS32A","UCWC515-SS32A",null,"Vertical Solid Door Refrigerator","Vertical","Reach-in","Automatic",0,1,1,"Hinged",2.9,0,2.9,34,15,24,0.75,"R-600a","2020-09-01","2021-05-10","United States","ES_92283_UCWC515-SS32A_050320211502402_1853414"]
[2377691,"U-Line Corporation","U-Line","UCWC515-SS33A","UCWC515-SS33A",null,"Vertical Solid Door Refrigerator","Vertical","Reach-in","Automatic",0,1,1,"Hinged",2.9,0,2.9,34,15,24,0.75,"R-600a","2020-09-01","2021-05-10","United States","ES_92283_UCWC515-SS33A_050320211502131_1791281"]
[2371102,"U-Line Corporation","U-Line","UCWC518-SG32A","UCWC518-SG32A",null,"Vertical Transparent Door Refrigerator","Vertical","Reach-in","Automatic",1,0,1,"Hinged",3.7,3.7,0,34,18,24,0.75,"R-600a","2020-09-01","2020-12-21","United States, Canada","ES_92283_UCWC518-SG32A_121120201027807_7913284"]
[2371107,"U-Line Corporation","U-Line","UCWC518-SG33A","UCWC518-SG33A",null,"Vertical Transparent Door Refrigerator","Vertical","Reach-in","Automatic",1,0,1,"Hinged",3.7,3.7,0,34,18,24,0.75,"R-600a","2020-09-01","2020-12-21","United States, Canada","ES_92283_UCWC518-SG33A_12112020102752_6574143"]
[2371108,"U-Line Corporation","U-Line","UCWC518-SS32A","UCWC518-SS32A",null,"Vertical Solid Door Refrigerator","Vertical","Reach-in","Automatic",0,1,1,"Hinged",3.7,0,3.7,34,18,24,0.75,"R-600a","2020-09-01","2020-12-21","United States, Canada","ES_92283_UCWC518-SS32A_121120201027415_4117301"]
[2371103,"U-Line Corporation","U-Line","UCWC518-SS33A","UCWC518-SS33A",null,"Vertical Solid Door Refrigerator","Vertical","Reach-in","Automatic",0,1,1,"Hinged",3.7,0,3.7,34,18,24,0.75,"R-600a","2020-09-01","2020-12-21","United States, Canada","ES_92283_UCWC518-SS33A_121120201027204_4517542"]
[2373632,"Turbo Air Inc.","Turbo Air","TBB-24-60SBD-N6","TBB-24-60SBD-N6",null,"Vertical Solid Door Refrigerator","Vertical","Reach-in","Automatic",0,2,2,"Hinged",16.46,0,16.46,36,62,25,1.2,"R-600a","2021-02-10","2021-02-03","United States, Canada","ES_1002831_TBB-24-60SBD-N6_02082021052403_80070186"]
[2373634,"Turbo Air Inc.","Turbo Air","TBB-24-60SGD-N","TBB-24-60SGD-N",null,"Vertical Transparent Door Refrigerator","Vertical","Reach-in","Automatic",2,0,2,"Hinged",46.46,16.46,0,36,62,25,1.83,"R-290","2021-02-10","2021-02-03","United States, Canada","ES_1002831_TBB-24-60SGD-N_02082021052403_80070186"]
[2301171,"Turbo Air Inc.","Turbo Air","TBB-24-60SG-N","TBB-24-60SG-N",null,"Vertical Transparent Door Refrigerator","Vertical","Back Bar Cooler","Automatic",2,0,2,"Hinged",16.46,16.46,0,36,62,25,1.78,"R-290","2017-07-19","2016-10-27","United States, Canada","ES_1002831_TBB-24-60SG-N_08012017070807_70105289"]
[2373633,"Turbo Air Inc.","Turbo Air","TBB-24-72SBD-N6","TBB-24-72SBD-N6",null,"Vertical Solid Door Refrigerator","Vertical","Reach-in","Automatic",0,3,3,"Hinged",20.62,0,20.62,36,74,25,1.39,"R-600a","2021-02-10","2021-02-03","United States, Canada","ES_1002831_TBB-24-72SBD-N6_02082021052403_80070186"]
[2373635,"Turbo Air Inc.","Turbo Air","TBB-24-72SGD-N","TBB-24-72SGD-N",null,"Vertical Transparent Door Refrigerator","Vertical","Reach-in","Automatic",3,0,3,"Hinged",20.62,20.62,0,34,74,25,2.04,"R-290","2021-02-10","2021-02-03","United States, Canada","ES_1002831_TBB-24-72SGD-N_02082021052403_80070186"]
[2372356,"Turbo Air Inc.","Turbo Air","TBB-2SBD-N6","TBB-2SBD-N6",null,"Vertical Solid Door Refrigerator","Vertical","Reach-in","Automatic",0,2,2,"Hinged",19,0,19,37,59,28,1.28,"R-600a","2021-02-10","2021-01-21","United States, Canada","ES_1002831_TBB-2SBD-N6_01212021050134_80067700"]
[2372359,"Turbo Air Inc.","Turbo Air","TBB-2SGD-N","TBB-2SGD-N",null,"Vertical Transparent Door Refrigerator","Vertical","Reach-in","Automatic",2,0,2,"Hinged",19,19,0,37,59,28,2.0099999999999998,"R-290","2021-02-10","2021-01-21","United States, Canada","ES_1002831_TBB-2SGD-N_01212021050134_80067700"]
[2299525,"Turbo Air Inc.","Turbo Air","TBB-2SG-N","TBB-2SG-N",null,"Vertical Transparent Door Refrigerator","Vertical","Back Bar Cooler","Automatic",2,0,2,"Hinged",19,19,0,37,59,28,1.82,"R-290","2017-07-01","2016-10-27","United States, Canada","ES_1002831_TBB-2SG-N _07112017010319_70105287"]
[2372357,"Turbo Air Inc.","Turbo Air","TBB-3SBD-N6","TBB-3SBD-N6",null,"Vertical Solid Door Refrigerator","Vertical","Reach-in","Automatic",0,2,2,"Hinged",23,0,23,37,69,28,1.36,"R-600a","2021-02-10","2021-01-21","United States, Canada","ES_1002831_TBB-3SBD-N6_01212021050134_80067700"]
[2300552,"Turbo Air Inc.","Turbo Air","TBB-3SB-N6","TBB-3SB-N6",null,"Vertical Solid Door Refrigerator","Vertical","Reach-in","Automatic",0,2,2,"Hinged",23,0,23,37,69,28,1.59,"R-600a","2017-07-19","2017-07-20","United States, Canada","ES_1002831_TBB-3SB-N6_07252017035215_70147579"]
[2372360,"Turbo Air Inc.","Turbo Air","TBB-3SGD-N","TBB-3SGD-N",null,"Vertical Transparent Door Refrigerator","Vertical","Reach-in","Automatic",2,0,2,"Hinged",23,23,0,37,69,28,1.92,"R-290","2021-02-10","2021-01-21","United States, Canada","ES_1002831_TBB-3SGD-N_01212021050134_80067700"]
[2299526,"Turbo Air Inc.","Turbo Air","TBB-3SG-N","TBB-3SG-N",null,"Vertical Transparent Door Refrigerator","Vertical","Back Bar Cooler","Automatic",2,0,2,"Hinged",23,23,0,37,69,28,1.95,"R-290","2017-07-01","2016-10-27","United States, Canada","ES_1002831_TBB-3SG-N _07112017010319_70105287"]
[2372358,"Turbo Air Inc.","Turbo Air","TBB-4SBD-N","TBB-4SBD-N",null,"Vertical Solid Door Refrigerator","Vertical","Reach-in","Automatic",0,3,3,"Hinged",36.47,0,36.47,37,90,27,1.84,"R-290","2021-02-10","2021-01-21","United States, Canada","ES_1002831_TBB-4SBD-N_01212021050134_80067700"]
[2300553,"Turbo Air Inc.","Turbo Air","TBB-4SB-N","TBB-4SB-N",null,"Vertical Solid Door Refrigerator","Vertical","Reach-in","Automatic",0,3,3,"Hinged",36.47,0,36.47,37,90,27,2.29,"R-290","2017-07-19","2017-07-20","United States, Canada","ES_1002831_TBB-4SB-N_07252017035215_70147579"]
[2372361,"Turbo Air Inc.","Turbo Air","TBB-4SGD-N","TBB-4SGD-N",null,"Vertical Transparent Door Refrigerator","Vertical","Reach-in","Automatic",3,0,3,"Hinged",36.47,36.47,0,37,90,27,2.85,"R-290","2021-02-10","2021-01-21","United States, Canada","ES_1002831_TBB-4SGD-N_01212021050134_80067700"]
[2301170,"Turbo Air Inc.","Turbo Air","TBB-4SG-N","TBB-4SG-N",null,"Vertical Transparent Door Refrigerator","Vertical","Back Bar Cooler","Automatic",3,0,3,"Hinged",36.47,36.47,0,37,90,27,2.84,"R-290","2017-07-19","2016-10-27","United States, Canada","ES_1002831_TBB-4SG-N_08012017070807_70105287"]
[2372353,"Turbo Air Inc.","Turbo Air","TBD-2S*D-N6","TBD-2S*D-N6",null,"Vertical Solid Door Refrigerator","Vertical","Reach-in","Automatic",0,2,2,"Hinged",17.12,0,17.12,37,59,27,1.25,"R-600a","2021-02-10","2021-01-21","United States, Canada","ES_1002831_TBD-2S*D-N6_01212021041808_80067699"]
[2299527,"Turbo Air Inc.","Turbo Air","TBD-2S*-N6  ","TBD-2S*-N6  ",null,"Vertical Solid Door Refrigerator","Vertical","Beer Dispensing or Direct Draw Unit","Automatic",0,2,2,"Hinged",17.12,0,17.12,37,59,27,1.1499999999999999,"R-600a","2017-07-01","2016-11-10","United States, Canada","ES_1002831_TBD-2S*-N6   _07112017010319_70106573"]
[2372354,"Turbo Air Inc.","Turbo Air","TBD-3S*D-N","TBD-3S*D-N",null,"Vertical Solid Door Refrigerator","Vertical","Reach-in","Automatic",0,2,2,"Hinged",21.19,0,21.19,37,69,27,1.5,"R-290","2021-02-10","2021-01-21","United States, Canada","ES_1002831_TBD-3S*D-N_01212021041808_80067699"]
[2299528,"Turbo Air Inc.","Turbo Air","TBD-3S*-N  ","TBD-3S*-N  ",null,"Vertical Solid Door Refrigerator","Vertical","Beer Dispensing or Direct Draw Unit","Automatic",0,2,2,"Hinged",21.19,0,21.19,37,69,27,1.51,"R-290","2017-07-01","2016-11-10","United States, Canada","ES_1002831_TBD-3S*-N   _07112017010319_70106573"]
[2372355,"Turbo Air Inc.","Turbo Air","TBD-4S*D-N","TBD-4S*D-N",null,"Vertical Solid Door Refrigerator","Vertical","Reach-in","Automatic",0,3,3,"Hinged",29.64,0,29.64,37,90,27,1.81,"R-290","2021-02-10","2021-01-21","United States, Canada","ES_1002831_TBD-4S*D-N_01212021041808_80067699"]
[2299529,"Turbo Air Inc.","Turbo Air","TBD-4S*-N  ","TBD-4S*-N  ",null,"Vertical Solid Door Refrigerator","Vertical","Beer Dispensing or Direct Draw Unit","Automatic",0,3,3,"Hinged",29.64,0,29.64,37,90,27,1.76,"R-290","2017-07-01","2016-11-10","United States, Canada","ES_1002831_TBD-4S*-N   _07112017010319_70106573"]
[2372811,"Turbo Air Inc.","Turbo Air","TCB-2S*D-N6","TCB-2S*D-N6",null,"Vertical Solid Door Refrigerator","Vertical","Reach-in","Automatic",0,2,2,"Hinged",20.9,0,20.9,37,59,27,1.23,"R-600a","2021-02-10","2021-01-27","United States, Canada","ES_1002831_TCB-2S*D-N6_01282021073543_80067701"]
[2300549,"Turbo Air Inc.","Turbo Air","TCB-2S*-N6","TCB-2S*-N6",null,"Vertical Solid Door Refrigerator","Vertical","Beer Dispensing or Direct Draw Unit","Automatic",0,2,2,"Hinged",20.9,0,20.9,37,59,27,1.33,"R-600a","2017-07-19","2017-07-19","United States, Canada","ES_1002831_TCB-2S*-N6_07252017035215_70147575"]
[2355496,"True Manufacturing (True Food Service Equipment)","True Refrigeration","TUC-48-LP-K-HC","TUC-48-LP-K-HC",null,"Vertical Solid Door Refrigerator","Vertical","Under-counter Unit","Automatic",0,2,2,"Hinged",12.76,0,12.76,28.75,48.38,30.13,0.99,"R-290","2018-04-01","2020-03-02","United States, Canada","ES_3320_TUC-48-LP-K-HC_02292020133728_5381433"]
[2358650,"True Manufacturing (True Food Service Equipment)","True Refrigeration","TUC-93-HC","TUC-93-HC",null,"Vertical Solid Door Refrigerator","Vertical","Under-counter Unit","Automatic",0,3,3,"Hinged",31.28,0,31.28,29.75,93.25,32.229999999999997,2.13,"R-290","2018-03-05","2020-04-27","United States, Canada","ES_3320_TUC-93-HC_04102020115954_8423730"]
[2358651,"True Manufacturing (True Food Service Equipment)","True Refrigeration","TUC-93-HC~SPEC3","TUC-93-HC~SPEC3",null,"Vertical Solid Door Refrigerator","Vertical","Under-counter Unit","Automatic",0,3,3,"Hinged",31.28,0,31.28,29.75,93.25,32.229999999999997,2.13,"R-290","2018-03-05","2020-04-27","United States, Canada","ES_3320_TUC-93-HC~SPEC3_04102020115954_1644861"]
[2358652,"True Manufacturing (True Food Service Equipment)","True Refrigeration","TUC-93-LP-HC","TUC-93-LP-HC",null,"Vertical Solid Door Refrigerator","Vertical","Under-counter Unit","Automatic",0,3,3,"Hinged",31.28,0,31.28,29.75,93.25,32.229999999999997,2.13,"R-290","2018-03-05","2020-04-27","United States, Canada","ES_3320_TUC-93-LP-HC_04102020115954_6321359"]
[2358653,"True Manufacturing (True Food Service Equipment)","True Refrigeration","TUC-93-LP-HC~SPEC3","TUC-93-LP-HC~SPEC3",null,"Vertical Solid Door Refrigerator","Vertical","Under-counter Unit","Automatic",0,3,3,"Hinged",31.28,0,31.28,29.75,93.25,32.229999999999997,2.13,"R-290","2018-03-05","2020-04-27","United States, Canada","ES_3320_TUC-93-LP-HC~SPEC3_04102020115954_9888840"]
[2358635,"True Manufacturing (True Food Service Equipment)","True Refrigeration","TWT-27-ADA-HC","TWT-27-ADA-HC",null,"Vertical Solid Door Refrigerator","Vertical","Under-counter Unit","Automatic",0,1,1,"Hinged",7.07,0,7.07,29.75,27.63,30.13,0.93,"R-290","2018-04-01","2020-04-27","United States, Canada","ES_3320_TWT-27-ADA-HC_04102020123112_9635947"]
[2358636,"True Manufacturing (True Food Service Equipment)","True Refrigeration","TWT-27-ADA-HC~SPEC3","TWT-27-ADA-HC~SPEC3",null,"Vertical Solid Door Refrigerator","Vertical","Under-counter Unit","Automatic",0,1,1,"Hinged",7.07,0,7.07,29.75,27.63,30.13,0.93,"R-290","2018-04-01","2020-04-27","United States, Canada","ES_3320_TWT-27-ADA-HC~SPEC3_04102020123113_5654972"]
[2358637,"True Manufacturing (True Food Service Equipment)","True Refrigeration","TWT-27-HC","TWT-27-HC",null,"Vertical Solid Door Refrigerator","Vertical","Under-counter Unit","Automatic",0,1,1,"Hinged",7.07,0,7.07,29.75,27.63,30.13,0.93,"R-290","2018-04-01","2020-04-27","United States, Canada","ES_3320_TWT-27-HC_04102020123113_7837483"]
[2358638,"True Manufacturing (True Food Service Equipment)","True Refrigeration","TWT-27-HC~SPEC3","TWT-27-HC~SPEC3",null,"Vertical Solid Door Refrigerator","Vertical","Under-counter Unit","Automatic",0,1,1,"Hinged",7.07,0,7.07,29.75,27.63,30.13,0.93,"R-290","2018-04-01","2020-04-27","United States, Canada","ES_3320_TWT-27-HC~SPEC3_04102020123113_3786561"]
[2357429,"True Manufacturing (True Food Service Equipment)","True Refrigeration","TWT-48-ADA-HC","TWT-48-ADA-HC",null,"Vertical Solid Door Refrigerator","Vertical","Under-counter Unit","Automatic",2,0,2,"Hinged",13.35,0,13.35,33.380000000000003,48.38,30.13,1.1200000000000001,"R-290","2018-04-01","2020-03-31","United States, Canada","ES_3320_TWT-48-ADA-HC_03302020154313_9159262"]
[2357430,"True Manufacturing (True Food Service Equipment)","True Refrigeration","TWT-48-ADA-HC~SPEC3","TWT-48-ADA-HC~SPEC3",null,"Vertical Solid Door Refrigerator","Vertical","Under-counter Unit","Automatic",2,0,2,"Hinged",13.35,0,13.35,33.380000000000003,48.38,30.13,1.1200000000000001,"R-290","2018-04-01","2020-03-31","United States, Canada","ES_3320_TWT-48-ADA-HC~SPEC3_03302020154313_2480534"]
[2357423,"True Manufacturing (True Food Service Equipment)","True Refrigeration","TWT-48-HC","TWT-48-HC",null,"Vertical Solid Door Refrigerator","Vertical","Under-counter Unit","Automatic",2,0,2,"Hinged",13.35,0,13.35,33.380000000000003,48.38,30.13,1.1200000000000001,"R-290","2018-04-01","2020-03-31","United States, Canada","ES_3320_TWT-48-HC_03302020154312_4376184"]
[2357431,"True Manufacturing (True Food Service Equipment)","True Refrigeration","TWT-48-HC~SPEC3","TWT-48-HC~SPEC3",null,"Vertical Solid Door Refrigerator","Vertical","Under-counter Unit","Automatic",2,0,2,"Hinged",13.35,0,13.35,33.380000000000003,48.38,30.13,1.1200000000000001,"R-290","2018-04-01","2020-03-31","United States, Canada","ES_3320_TWT-48-HC~SPEC3_03302020154402_2018086"]
[2358654,"True Manufacturing (True Food Service Equipment)","True Refrigeration","TWT-93-HC","TWT-93-HC",null,"Vertical Solid Door Refrigerator","Vertical","Under-counter Unit","Automatic",0,3,3,"Hinged",31.28,0,31.28,29.75,93.25,32.229999999999997,2.13,"R-290","2018-03-05","2020-04-27","United States, Canada","ES_3320_TWT-93-HC_04102020115955_3060092"]
[2358655,"True Manufacturing (True Food Service Equipment)","True Refrigeration","TWT-93-HC~SPEC3","TWT-93-HC~SPEC3",null,"Vertical Solid Door Refrigerator","Vertical","Under-counter Unit","Automatic",0,3,3,"Hinged",31.28,0,31.28,29.75,93.25,32.229999999999997,2.13,"R-290","2018-03-05","2020-04-27","United States, Canada","ES_3320_TWT-93-HC~SPEC3_04102020115955_2852258"]
[2364650,"Turbo Air Inc.","Turbo Air","ER19-1-N6-V","ER19-1-N6-V",null,"Vertical Solid Door Refrigerator","Vertical","Reach-in","Automatic",0,1,1,"Hinged",18.46,0,18.46,73,26,32,0.94,"R-600a","2020-08-15","2020-08-13","United States, Canada","ES_1002831_ER19-1-N6-V_08162020042534_80052297"]
[2364651,"Turbo Air Inc.","Turbo Air","ER24-1-N6-V","ER24-1-N6-V",null,"Vertical Solid Door Refrigerator","Vertical","Reach-in","Automatic",0,1,1,"Hinged",21.94,0,21.94,78,29,31,1.08,"R-600a","2020-08-15","2020-08-13","United States, Canada","ES_1002831_ER24-1-N6-V_08162020042534_80052297"]
[2364652,"Turbo Air Inc.","Turbo Air","ER47-2-N6-V","ER47-2-N6-V",null,"Vertical Solid Door Refrigerator","Vertical","Reach-in","Automatic",0,2,2,"Hinged",42.27,0,42.27,78,52,31,1.61,"R-600a","2020-08-15","2020-08-13","United States, Canada","ES_1002831_ER47-2-N6-V_08162020042534_80052297"]
[2364655,"Turbo Air Inc.","Turbo Air","EUR-28-N6-V","EUR-28-N6-V",null,"Vertical Solid Door Refrigerator","Vertical","Under-counter Unit","Automatic",0,1,1,"Hinged",7.11,0,7.11,30,28,30,0.69,"R-600a","2020-08-15","2020-08-11","United States, Canada","ES_1002831_EUR-28-N6-V_08162020042534_80044659"]
[2364656,"Turbo Air Inc.","Turbo Air","EUR-36-N6-V","EUR-36-N6-V",null,"Vertical Solid Door Refrigerator","Vertical","Under-counter Unit","Automatic",0,2,2,"Hinged",9.74,0,9.74,30,37,30,0.86,"R-600a","2020-08-15","2020-08-11","United States, Canada","ES_1002831_EUR-36-N6-V_08162020042534_80044659"]
[2364657,"Turbo Air Inc.","Turbo Air","EUR-48-N6-V","EUR-48-N6-V",null,"Vertical Solid Door Refrigerator","Vertical","Under-counter Unit","Automatic",0,2,2,"Hinged",13.24,0,13.24,30,49,30,1.1000000000000001,"R-600a","2020-08-15","2020-08-11","United States, Canada","ES_1002831_EUR-48-N6-V_08162020042534_80044659"]
[2364658,"Turbo Air Inc.","Turbo Air","EUR-60-N6-V","EUR-60-N6-V",null,"Vertical Solid Door Refrigerator","Vertical","Under-counter Unit","Automatic",0,2,2,"Hinged",16.86,0,16.86,30,61,30,1.32,"R-600a","2020-08-15","2020-08-11","United States, Canada","ES_1002831_EUR-60-N6-V_08162020042534_80044659"]
[2294858,"Turbo Air Inc.","Turbo Air","JUR-36-N6","JUR-36-N6",null,"Vertical Solid Door Refrigerator","Vertical","Reach-in","Automatic",0,1,1,"Hinged",6.37,0,6.37,31.5,35.43,27.56,0.73,"R-600a","2017-02-01","2017-02-09","United States","ES_1002831_JUR-36-N6_02032017135942_9164356"]
[2293516,"Turbo Air Inc.","Turbo Air","JUR-48-N6","JUR-48-N6",null,"Vertical Solid Door Refrigerator","Vertical","Reach-in","Automatic",0,2,2,"Hinged",9.93,0,9.93,31.5,47.24,27.56,0.98,"R-600a","2017-03-29","2017-04-03","United States","ES_1002831_JUR-48-N6_03132017154357_4339868"]
[2293515,"Turbo Air Inc.","Turbo Air","JUR-48S-N6","JUR-48S-N6",null,"Vertical Solid Door Refrigerator","Vertical","Reach-in","Automatic",0,2,2,"Hinged",8.27,0,8.27,31.5,47.24,23.62,0.74,"R-600a","2017-03-29","2017-04-03","United States","ES_1002831_JUR-48S-N6_03132017155445_8015558"]
[2293512,"Turbo Air Inc.","Turbo Air","JUR-60S-N6","JUR-60S-N6",null,"Vertical Solid Door Refrigerator","Vertical","Reach-in","Automatic",0,2,2,"Hinged",11.31,0,11.31,31.5,59.06,23.62,1.04,"R-600a","2017-03-29","2017-04-03","United States","ES_1002831_JUR-60S-N6_03132017163527_2713891"]
[2293510,"Turbo Air Inc.","Turbo Air","JUR-72-N6","JUR-72-N6",null,"Vertical Solid Door Refrigerator","Vertical","Reach-in","Automatic",0,3,3,"Hinged",17.2,0,17.2,31.5,70.87,27.56,1.1299999999999999,"R-600a","2017-03-29","2017-04-03","United States","ES_1002831_JUR-72-N6_03142017095857_1615716"]
[2293507,"Turbo Air Inc.","Turbo Air","JUR-72S-N6","JUR-72S-N6",null,"Vertical Solid Door Refrigerator","Vertical","Reach-in","Automatic",0,3,3,"Hinged",15.17,0,15.17,31.5,70.87,23.62,1.01,"R-600a","2017-03-29","2017-04-03","United States","ES_1002831_JUR-72S-N6_03142017140718_2822992"]
[2293484,"Turbo Air Inc.","Turbo Air","M3R19-1-N","M3R19-1-N",null,"Vertical Solid Door Refrigerator","Vertical","Reach-in","Automatic",0,1,1,"Hinged",18.440000000000001,0,18.440000000000001,72.05,25.2,31.5,1.41,"R-290","2017-03-15","2017-04-03","United States","ES_1002831_M3R19-1-N_03312017141707_3215600"]
[2337829,"Turbo Air Inc.","Turbo Air","M3R24-1-G-N","M3R24-1-G-N",null,"Vertical Transparent Door Refrigerator","Vertical","Reach-in","Automatic",1,0,1,"Hinged",23,23,0,78.13,28.75,30.5,2.19,"R-290","2019-05-15","2019-05-07","United States","ES_1002831_M3R24-1-G-N_04302019084308_6986963"]
[2309341,"Turbo Air Inc.","Turbo Air","M3R24-1-N","M3R24-1-N",null,"Vertical Solid Door Refrigerator","Vertical","Reach-in","Automatic",0,1,1,"Hinged",21.98,0,21.98,77.95,28.74,30.71,1.67,"R-290","2018-01-02","2018-01-02","United States","ES_1002831_M3R24-1-N_01042018135502_4622918"]
[2309340,"Turbo Air Inc.","Turbo Air","M3R24-2-N","M3R24-2-N",null,"Vertical Solid Door Refrigerator","Vertical","Reach-in","Automatic",0,2,2,"Hinged",21.7,0,21.7,77.95,28.74,30.71,1.67,"R-290","2018-01-02","2018-01-02","United States","ES_1002831_M3R24-2-N_01042018132251_8176233"]
[2337551,"Turbo Air Inc.","Turbo Air","M3R47-2-G-N","M3R47-2-G-N",null,"Vertical Transparent Door Refrigerator","Vertical","Reach-in","Automatic",2,0,2,"Hinged",44.7,44.7,0,78,51.75,28.38,1.8,"R-290","2019-05-15","2019-04-30","United States","ES_1002831_M3R47-2-G-N_04302019083505_96246"]

{"sheet":"FreezersQOld","index":30,"n_rows":267,"n_cols":26,"rows_kept":267,"cut":false,"hidden":true,"merged":[]}
["pd_id","energy_star_partner","brand_name","model_name","model_number","additional_model_information","product_type","product_orientation_vertical_chest","product_description","defrost_type","number_of_glass_doors","number_of_solid_doors","number_of_doors","door_opening_orientation_hinged_sliding","total_volume_cu_ft","mixed_door_cabinet_glass_door_volume_cu_ft","mixed_door_cabinet_solid_door_volume_cu_ft","height_in","width_in","depth_in","energy_use_daily_energy_consumption_kwh_day","refrigerant_type","date_available_on_market","date_qualified","markets","energy_star_model_identifier"]
[2357027,"Beverage-Air Corp.","Beverage-Air","Horizon Series Top Mount Freezer","HFPS1HC***S********",null,"Vertical Solid Door Freezer","Vertical","Reach-in","Automatic",0,1,1,"Hinged",21.02,0,21.02,78.5,26,30,4.59,"R-290","2020-01-01","2020-03-23","United States, Canada","ES_42829_HFPS1HC***S********_03232020103622_8293510"]
[2345932,"Beverage-Air Corp.","Beverage-Air","Horizon Series Top Mount Freezer","HFPS1WHC***S*******",null,"Vertical Solid Door Freezer","Vertical","Reach-in","Automatic",0,2,2,"Hinged",30.37,0,30.37,78.5,35,30,5.37,"R-290","2019-04-02","2019-09-05","United States, Canada","ES_42829_HFPS1WHC***S*******_08282019174001_1992112"]
[2344844,"Beverage-Air Corp.","Beverage-Air","Horizon Series Top Mount Freezer","HFPS2HC***S********",null,"Vertical Solid Door Freezer","Vertical","Reach-in","Automatic",0,2,2,"Hinged",45.2,0,45.2,78.5,52,30,6.66,"R-290","2019-04-01","2019-08-19","United States, Canada","ES_42829_HFPS2HC***S********_08022019115707_6318460"]
[2345789,"Beverage-Air Corp.","Beverage-Air","Horizon Series Top Mount Freezer","HFPS3HC***S********",null,"Vertical Solid Door Freezer","Vertical","Reach-in","Automatic",0,3,3,"Hinged",69.099999999999994,0,69.099999999999994,78.5,78,30,11.68,"R-290","2019-04-02","2019-09-03","United States, Canada","ES_42829_HFPS3HC***S********_08282019210508_7541886"]
[2357026,"Beverage-Air Corp.","Beverage-Air","Horizon Series Top Mount Freezer","HFS1HC***S********",null,"Vertical Solid Door Freezer","Vertical","Reach-in","Automatic",0,1,1,"Hinged",21.02,0,21.02,78.5,26,30,4.59,"R-290","2020-01-01","2020-03-23","United States, Canada","ES_42829_HFS1HC***S********_03232020103621_7384972"]
[2345931,"Beverage-Air Corp.","Beverage-Air","Horizon Series Top Mount Freezer","HFS1WHC***S*******",null,"Vertical Solid Door Freezer","Vertical","Reach-in","Automatic",0,2,2,"Hinged",30.37,0,30.37,78.5,35,30,5.37,"R-290","2019-04-02","2019-09-05","United States, Canada","ES_42829_HFS1WHC***S*******_08282019174001_3677621"]
[2344845,"Beverage-Air Corp.","Beverage-Air","Horizon Series Top Mount Freezer","HFS2HC***S********",null,"Vertical Solid Door Freezer","Vertical","Reach-in","Automatic",0,2,2,"Hinged",45.2,0,45.2,78.5,52,30,6.66,"R-290","2019-04-01","2019-08-19","United States, Canada","ES_42829_HFS2HC***S********_08022019115707_8313370"]
[2345788,"Beverage-Air Corp.","Beverage-Air","Horizon Series Top Mount Freezer","HFS3HC***S********",null,"Vertical Solid Door Freezer","Vertical","Reach-in","Automatic",0,3,3,"Hinged",69.099999999999994,0,69.099999999999994,78.5,78,30,11.68,"R-290","2019-04-02","2019-09-03","United States, Canada","ES_42829_HFS3HC***S********_08282019210508_4894509"]
[2333372,"Allied Manufacturing, Inc. DBA Valpro Commercial Refrigeration","Valpro","Commercial freezer","VP1F-HC",null,"Vertical Solid Door Freezer","Vertical","Other","Automatic",0,1,1,"Hinged",17.8,0,17.8,82.68,26.77,32.68,2.9,"R-290","2019-01-04","2019-01-08","United States, Canada","ES_1142547_VP1F-HC_01092019054214_2534943"]
[2333373,"Allied Manufacturing, Inc. DBA Valpro Commercial Refrigeration","Valpro","Commercial freezer","VP2F-HC",null,"Vertical Solid Door Freezer","Vertical","Other","Automatic",0,2,2,"Hinged",42,0,42,83.07,54.02,32.799999999999997,4.97,"R-290","2019-01-04","2019-01-08","United States, Canada","ES_1142547_VP2F-HC_01092019055428_3268796"]
[2340477,"Allied Trading Inc.","Padela","PDB-2F-HC","PDB-2F-HC",null,"Vertical Solid Door Freezer","Vertical","Reach-in","Automatic",0,2,2,"Hinged",43.8,0,43.8,84.05,54.4,31.49,7.82,"R-290","2019-05-01","2017-08-04","United States, Canada","ES_1142991_PDB-2F-HC_04302019102230_4802346"]
[2366102,"Allied Trading Inc.","Padela","PDGB-44F-ES","PDGB-44F-ES",null,"Vertical Transparent Door Freezer","Vertical","Reach-in","Automatic",2,0,2,"Hinged",43.8,43.8,0,81.180000000000007,54.41,31.5,12.14,"R-290","2019-05-01","2020-09-22","United States, Canada","ES_1142991_PDGB-44F-ES_09162020164458_6797891"]
[2339613,"Allied Trading Inc.","Padela","PDT-1F-HC","PDT-1F-HC",null,"Vertical Solid Door Freezer","Vertical","Reach-in","Automatic",0,1,1,"Hinged",21.36,0,21.36,81.3,28.74,31.69,3.68,"R-290","2019-05-01","2017-08-04","United States, Canada","ES_1142991_PDT-1F-HC_05092019101829_4423181"]
[2340401,"Allied Trading Inc.","Padela","PDT-2DF-HC","PDT-2DF-HC",null,"Vertical Solid Door Freezer","Vertical","Reach-in","Automatic",0,2,2,"Hinged",21.24,0,21.24,81.3,28.74,31.69,4.21,"R-290","2019-05-01","2018-10-26","United States, Canada","ES_1142991_PDT-2DF-HC_05092019104123_5669824"]
[2340190,"Allied Trading Inc.","Padela","PDT-2F-HC","PDT-2F-HC",null,"Vertical Solid Door Freezer","Vertical","Reach-in","Automatic",0,2,2,"Hinged",42.18,0,42.18,81.290000000000006,51.73,31.69,6.23,"R-290","2019-05-01","2017-08-04","United States, Canada","ES_1142991_PDT-2F-HC_05092019102125_2700311"]
[2335219,"Asbury Foodservice","Maxx Cold","MCF-23FDHC","MCF-23FDHC",null,"Vertical Solid Door Freezer","Vertical","Reach-in","Automatic",0,1,1,"Hinged",18.62,0,18.62,82.38,26.75,31,4.45,"R-290","2019-01-15","2019-03-25","United States, Canada","ES_1096444_MCF-23FDHC_03262019041813_3893400"]
[2335231,"Asbury Foodservice","Maxx Cold","MCF-49FDHC","MCF-49FDHC",null,"Vertical Solid Door Freezer","Vertical","Reach-in","Automatic",0,2,2,"Hinged",41.83,0,41.83,82.38,54,31,7.73,"R-290","2019-01-15","2019-03-25","United States, Canada","ES_1096444_MCF-49FDHC_03262019041841_3921626"]
[2335255,"Asbury Foodservice","Maxx Cold","MCF-72FDHC","MCF-72FDHC",null,"Vertical Solid Door Freezer","Vertical","Reach-in","Automatic",0,3,3,"Hinged",65.2,0,65.2,82.38,81,31,11.41,"R-290","2019-01-15","2019-03-25","United States, Canada","ES_1096444_MCF-72FDHC_03262019041857_3937936"]
[2335223,"Asbury Foodservice","Maxx Cold","MCFT-23FDHC","MCFT-23FDHC",null,"Vertical Solid Door Freezer","Vertical","Reach-in","Automatic",0,1,1,"Hinged",19.04,0,19.04,81.75,26.75,31,4.41,"R-290","2019-01-15","2019-03-25","United States, Canada","ES_1096444_MCFT-23FDHC_03262019041955_3995579"]
[2335215,"Asbury Foodservice","Maxx Cold","MCFT-49FDHC","MCFT-49FDHC",null,"Vertical Solid Door Freezer","Vertical","Reach-in","Automatic",0,2,2,"Hinged",42.52,0,42.52,81.75,54,31,7.25,"R-290","2019-01-15","2019-03-25","United States, Canada","ES_1096444_MCFT-49FDHC_03262019042017_4017082"]
[2335251,"Asbury Foodservice","Maxx Cold","MCFT-72FDHC","MCFT-72FDHC",null,"Vertical Solid Door Freezer","Vertical","Reach-in","Automatic",0,3,3,"Hinged",66.11,0,66.11,81.75,81,31,13.36,"R-290","2019-01-15","2019-03-25","United States, Canada","ES_1096444_MCFT-72FDHC_03262019042031_4031637"]
[2341442,"Asbury Foodservice","MAXXCOLD","Commercial freezer","MXCF-23FDHC",null,"Vertical Solid Door Freezer","Vertical","Other","Automatic",0,1,1,"Hinged",18.3,0,18.3,82.68,26.77,32.68,3.95,"R-290","2018-12-14","2018-12-24","United States, Canada","ES_1096444_MXCF-23FDHC_12282018093204_9524999"]
[2341443,"Asbury Foodservice","MAXXCOLD","Commercial freezer","MXCF-49FDHC",null,"Vertical Solid Door Freezer","Vertical","Other","Automatic",0,2,2,"Hinged",42.4,0,42.4,82.09,53.86,32.68,7.5,"R-290","2018-12-14","2018-12-24","United States, Canada","ES_1096444_MXCF-49FDHC_12282018093913_9953653"]
[2366257,"Beverage-Air Corp.","Beverage-Air","Vista Series","FB19HC-1*S*********",null,"Vertical Solid Door Freezer","Vertical","Under-counter Unit","Automatic",0,1,1,"Hinged",17.920000000000002,0,17.920000000000002,78,27.25,24,4.3600000000000003,"R-290","2020-08-30","2020-09-25","United States, Canada","ES_42829_FB19HC-1*S*********_09212020162457_8799554"]
[2366212,"Beverage-Air Corp.","Beverage-Air","Vista Series","FB35HC-1*S*********",null,"Vertical Solid Door Freezer","Vertical","Reach-in","Automatic",0,2,2,"Hinged",34.08,0,34.08,78,39.5,30,6.32,"R-290","2020-08-30","2020-09-24","United States, Canada","ES_42829_FB35HC-1*S*********_09212020162639_9262658"]
[2366258,"Beverage-Air Corp.","Beverage-Air","Horizon Series","HBF19HC-1*S*********",null,"Vertical Solid Door Freezer","Vertical","Under-counter Unit","Automatic",0,1,1,"Hinged",17.920000000000002,0,17.920000000000002,78,27.25,24,4.3600000000000003,"R-290","2020-08-30","2020-09-25","United States, Canada","ES_42829_HBF19HC-1*S*********_09212020162457_9958765"]
[2366213,"Beverage-Air Corp.","Beverage-Air","Horizon Series","HBF35HC-1*S*********",null,"Vertical Solid Door Freezer","Vertical","Reach-in","Automatic",0,2,2,"Hinged",34.08,0,34.08,78,39.5,30,6.32,"R-290","2020-08-30","2020-09-24","United States, Canada","ES_42829_HBF35HC-1*S*********_09212020162639_2542383"]
[2357024,"Beverage-Air Corp.","Beverage-Air","Horizon Series Top Mount Freezer","HF1HC***S********",null,"Vertical Solid Door Freezer","Vertical","Reach-in","Automatic",0,1,1,"Hinged",21.02,0,21.02,78.5,26,30,4.59,"R-290","2020-01-01","2020-03-23","United States, Canada","ES_42829_HF1HC***S********_03232020103621_297510"]
[2345929,"Beverage-Air Corp.","Beverage-Air","Horizon Series Top Mount Freezer","HF1WHC***S********",null,"Vertical Solid Door Freezer","Vertical","Reach-in","Automatic",0,2,2,"Hinged",30.37,0,30.37,78.5,35,30,5.37,"R-290","2019-04-02","2019-09-05","United States, Canada","ES_42829_HF1WHC***S********_08282019174001_4102899"]
[2344842,"Beverage-Air Corp.","Beverage-Air","Horizon Series Top Mount Freezer","HF2HC***S********",null,"Vertical Solid Door Freezer","Vertical","Reach-in","Automatic",0,2,2,"Hinged",45.2,0,45.2,78.5,52,30,6.66,"R-290","2019-04-01","2019-08-19","United States, Canada","ES_42829_HF2HC***S********_08022019115707_9044000"]
[2345832,"Beverage-Air Corp.","Beverage-Air","Horizon Series Top Mount Freezer","HF2HC***S********",null,"Vertical Solid Door Freezer","Vertical","Reach-in","Automatic",0,2,2,"Hinged",45.2,0,45.2,78.5,52,30,6.66,"R-290","2019-04-02","2019-09-04","United States, Canada","ES_42829_HF2HC***S********_08232019132618_9441034"]
[2345786,"Beverage-Air Corp.","Beverage-Air","Horizon Series Top Mount Freezer","HF3HC***S********",null,"Vertical Solid Door Freezer","Vertical","Reach-in","Automatic",0,3,3,"Hinged",69.099999999999994,0,69.099999999999994,78.5,78,30,11.68,"R-290","2019-05-02","2019-09-03","United States, Canada","ES_42829_HF3HC***S********_08282019210508_7916986"]
[2357025,"Beverage-Air Corp.","Beverage-Air","Horizon Series Top Mount Freezer","HFP1HC***S********",null,"Vertical Solid Door Freezer","Vertical","Reach-in","Automatic",0,1,1,"Hinged",21.02,0,21.02,78.5,26,30,4.59,"R-290","2020-01-01","2020-03-23","United States, Canada","ES_42829_HFP1HC***S********_03232020103621_7583567"]
[2345930,"Beverage-Air Corp.","Beverage-Air","Horizon Series Top Mount Freezer","HFP1WHC***S*******",null,"Vertical Solid Door Freezer","Vertical","Reach-in","Automatic",0,2,2,"Hinged",30.37,0,30.37,78.5,35,30,5.37,"R-290","2019-04-02","2019-09-05","United States, Canada","ES_42829_HFP1WHC***S*******_08282019174001_7545740"]
[2344843,"Beverage-Air Corp.","Beverage-Air","Horizon Series Top Mount Freezer","HFP2HC***S********",null,"Vertical Solid Door Freezer","Vertical","Reach-in","Automatic",0,2,2,"Hinged",45.2,0,45.2,78.5,52,30,6.66,"R-290","2019-04-01","2019-08-19","United States, Canada","ES_42829_HFP2HC***S********_08022019115707_3511469"]
[2345787,"Beverage-Air Corp.","Beverage-Air","Horizon Series Top Mount Freezer","HFP3HC***S********",null,"Vertical Solid Door Freezer","Vertical","Reach-in","Automatic",0,3,3,"Hinged",69.099999999999994,0,69.099999999999994,78.5,78,30,11.68,"R-290","2019-04-02","2019-09-03","United States, Canada","ES_42829_HFP3HC***S********_08282019210508_3036921"]
[2344840,"Beverage-Air Corp.","Beverage-Air","Worktop Freezer","WTF20HC-25*********",null,"Vertical Transparent Door Freezer","Vertical","Under-counter Unit","Automatic",1,0,1,"Hinged",2.27,2.27,0,31.13,20,19.5,2.48,"R-290","2019-03-01","2019-08-19","United States, Canada","ES_42829_WTF20HC-25*********_08022019114853_6337549"]
[2344806,"Beverage-Air Corp.","Beverage-Air","Worktop Freezer","WTF24AHC*********",null,"Vertical Solid Door Freezer","Vertical","Worktop Unit","Automatic",0,1,1,"Hinged",5.14,0,5.14,34.5,24,27.25,1.98,"R-290","2018-06-25","2019-08-19","United States, Canada","ES_42829_WTF24AHC*********_08012019160534_5089380"]
[2345207,"Beverage-Air Corp.","Beverage-Air","Worktop Freezer","WTF24AHC-25*********",null,"Vertical Transparent Door Freezer","Vertical","Worktop unit","Automatic",1,0,1,"Hinged",4.9000000000000004,4.9000000000000004,0,34.5,24,27.25,2.71,"R-290","2018-06-25","2019-08-21","United States, Canada","ES_42829_WTF24AHC-25*********_08202019100048_4605218"]
[2345199,"Beverage-Air Corp.","Beverage-Air","Worktop Freezer","WTF24HC*********",null,"Vertical Transparent Door Freezer","Vertical","Worktop unit","Automatic",0,1,1,"Hinged",4.53,0,4.53,35.5,24,25.25,1.79,"R-290","2018-06-25","2019-08-21","United States, Canada","ES_42829_WTF24HC*********_08202019102920_8298456"]
[2345195,"Beverage-Air Corp.","Beverage-Air","Worktop Freezer","WTF27AHC*********",null,"Vertical Solid Door Freezer","Vertical","Worktop unit","Automatic",0,1,1,"Hinged",5.87,0,5.87,34.5,27,27.25,2.0099999999999998,"R-290","2018-06-25","2019-08-21","United States, Canada","ES_42829_WTF27AHC*********_08202019103532_2080957"]
[2345179,"Beverage-Air Corp.","Beverage-Air","Worktop Freezer","WTF27HC*********",null,"Vertical Solid Door Freezer","Vertical","Worktop unit","Automatic",0,1,1,"Hinged",5.24,0,5.24,34.5,27,25.25,1.89,"R-290","2018-06-25","2019-08-21","United States, Canada","ES_42829_WTF27HC*********_08202019103806_3375665"]
[2345152,"Beverage-Air Corp.","Beverage-Air","Worktop Freezer","WTF32AHC*********",null,"Vertical Solid Door Freezer","Vertical","Worktop unit","Automatic",0,1,1,"Hinged",7.22,0,7.22,34.5,32,27.25,2.17,"R-290","2019-03-01","2019-08-21","United States, Canada","ES_42829_WTF32AHC*********_08202019104027_5095178"]
[2345084,"Beverage-Air Corp.","Beverage-Air","Worktop Freezer","WTF32AHC-25*********",null,"Vertical Transparent Door Freezer","Vertical","Worktop unit","Automatic",1,0,1,"Hinged",7.22,7.22,0,34.5,32,27.25,3.38,"R-290","2019-03-01","2019-08-21","United States, Canada","ES_42829_WTF32AHC-25*********_08202019104329_8164483"]
[2366203,"Beverage-Air Corp.","Beverage-Air","Worktop Freezer","WTF*36AHC*********",null,"Vertical Solid Door Freezer","Vertical","Under-counter Unit","Automatic",0,2,2,"Hinged",8.69,0,8.69,34.5,36,27.13,2.09,"R-290","2020-08-31","2020-09-24","United States, Canada","ES_42829_WTF*36AHC*********_09212020163545_6735651"]
[2366198,"Beverage-Air Corp.","Beverage-Air","Worktop Freezer","WTF*48AHC*********",null,"Vertical Solid Door Freezer","Vertical","Under-counter Unit","Automatic",0,2,2,"Hinged",11.04,0,11.04,34.5,48,27.13,3.12,"R-290","2020-08-31","2020-09-24","United States, Canada","ES_42829_WTF*48AHC*********_09212020163801_7356073"]
[2366193,"Beverage-Air Corp.","Beverage-Air","Worktop Freezer","WTF*60AHC*********",null,"Vertical Solid Door Freezer","Vertical","Under-counter Unit","Automatic",0,2,2,"Hinged",14.24,0,14.24,34.5,60,27.13,3.56,"R-290","2020-08-31","2020-09-24","United States, Canada","ES_42829_WTF*60AHC*********_09212020164107_2867395"]
[2366187,"Beverage-Air Corp.","Beverage-Air","Worktop Freezer","WTF*67AHC*********",null,"Vertical Solid Door Freezer","Vertical","Under-counter Unit","Automatic",0,2,2,"Hinged",19.079999999999998,0,19.079999999999998,34.5,67,30,4.13,"R-290","2020-08-31","2020-09-24","United States, Canada","ES_42829_WTF*67AHC*********_09212020164238_7120935"]
[2366188,"Beverage-Air Corp.","Vicotry","Undercounter Freezer","VWF*67HC*********",null,"Vertical Solid Door Freezer","Vertical","Under-counter Unit","Automatic",0,2,2,"Hinged",19.079999999999998,0,19.079999999999998,34.5,67,30,4.13,"R-290","2020-08-31","2020-09-24","United States, Canada","ES_42829_VWF*67HC*********_09212020164238_2257485"]
[2358676,"Beverage-Air Corp.","Victory","Elite Reach-In FreezerVEFSA-2D-SD-HC)","Elite Reach-In FreezerVEFSA-2D-SD-HC)",null,"Vertical Solid Door Freezer","Vertical","Reach-in","Automatic",0,2,2,"Hinged",45.2,0,45.2,78.5,52,30,6.66,"R-290","2019-04-02","2019-08-19","United States, Canada","ES_42829_VEFSA-2D-SD-HC_04242020134500_4849511"]
[2356852,"Beverage-Air Corp.","Victory","Reach-In Freezer","FS**1D*S1*EW**G**HC***",null,"Vertical Transparent Door Freezer","Vertical","Reach-in","Automatic",2,0,2,"Hinged",24.18,24.18,0,78.25,31.25,33.130000000000003,7.68,"R-290","2020-01-01","2020-03-20","United States, Canada","ES_42829_FS**1D*S1*EW**G**HC***_03202020135056_2384651"]
[2356698,"Beverage-Air Corp.","Victory","Reach-In Freezer","FS-1D-S1-EW-HC",null,"Vertical Solid Door Freezer","Vertical","Reach-in","Automatic",0,2,2,"Hinged",23.64,0,23.64,78.25,31.25,33.130000000000003,3.93,"R-290","2020-01-01","2020-03-19","United States, Canada","ES_42829_FS-1D-S1-EW-HC_03182020133322_8714258"]
[2356794,"Beverage-Air Corp.","Victory","Reach-In Freezer","FS**1D*S1*EW****HC***",null,"Vertical Solid Door Freezer","Vertical","Reach-in","Automatic",0,2,2,"Hinged",23.64,0,23.64,78.25,31.25,33.130000000000003,3.93,"R-290","2020-01-01","2020-03-19","United States, Canada","ES_42829_FS-1D-S1-EW-HC_03192020135109_9052087"]
[2356851,"Beverage-Air Corp.","Victory","Reach-In Freezer","FS-1D-S1-EW-HG-HC",null,"Vertical Transparent Door Freezer","Vertical","Reach-in","Automatic",2,0,2,"Hinged",24.18,24.18,0,78.25,31.25,33.130000000000003,7.68,"R-290","2020-01-01","2020-03-20","United States, Canada","ES_42829_FS-1D-S1-EW-HG-HC_03202020135056_1331750"]
[2345816,"Beverage-Air Corp.","Victory","Reach-In Freezer","FS-2D*EW****HC",null,"Vertical Solid Door Freezer","Vertical","Reach-in","Automatic",0,2,2,"Hinged",48.26,0,48.26,78.25,58.38,33.130000000000003,8.84,"R-290","2019-08-15","2019-09-04","United States, Canada","ES_42829_FS-2D*EW****HC_09042019083938_8608323"]
[2345810,"Beverage-Air Corp.","Victory","Reach-In Freezer","FS-2D-S1-EW-HD-HC",null,"Vertical Solid Door Freezer","Vertical","Reach-in","Automatic",0,2,2,"Hinged",48.26,0,48.26,78.25,58.38,33.130000000000003,8.84,"R-290","2019-08-15","2019-09-04","United States, Canada","ES_42829_FS-2D-S1-EW-HD-HC_08232019092113_815698"]
[2345817,"Beverage-Air Corp.","Victory","Reach-In Freezer","FS-2D*S1**G*HC",null,"Vertical Transparent Door Freezer","Vertical","Reach-in","Automatic",2,0,2,"Hinged",44.6,44.6,0,78.25,52.13,33.130000000000003,10.130000000000001,"R-290","2019-08-15","2019-09-04","United States, Canada","ES_42829_FS-2D*S1**G*HC_09042019091310_7581140"]
[2357028,"Beverage-Air Corp.","Victory","Elite Reach-In Freezer","VEFSA-1D-SD-HC-*",null,"Vertical Solid Door Freezer","Vertical","Reach-in","Automatic",0,1,1,"Hinged",21.02,0,21.02,78.5,26,30,4.59,"R-290","2020-01-01","2020-03-23","United States, Canada","ES_42829_VEFSA-1D-SD-HC-*_03232020103622_6273045"]
[2345834,"Beverage-Air Corp.","Victory","Elite Reach In","VEFSA-2D-HD-HC",null,"Vertical Solid Door Freezer","Vertical","Reach-in","Automatic",0,2,2,"Hinged",45.2,0,45.2,78.5,52,30,6.66,"R-290","2019-04-02","2019-09-04","United States, Canada","ES_42829_VEFSA2HC-1HS*_08232019132619_3047738"]
[2358677,"Beverage-Air Corp.","Victory","Elite Reach-In Freezer","VEFSA-2D-HD-HC",null,"Vertical Solid Door Freezer","Vertical","Reach-in","Automatic",0,2,2,"Hinged",45.2,0,45.2,78.5,52,30,6.66,"R-290","2019-04-02","2019-08-19","United States, Canada","ES_42829_VEFSA-2D-HD-HC_04242020134500_7209131"]
[2345833,"Beverage-Air Corp.","Victory","Elite Reach In","VEFSA-2D-SD-HC",null,"Vertical Solid Door Freezer","Vertical","Reach-in","Automatic",0,2,2,"Hinged",45.2,0,45.2,78.5,52,30,6.66,"R-290","2019-04-02","2019-09-04","United States, Canada","ES_42829_VEFSA2HC-1S*_08232019132618_4753382"]
[2345791,"Beverage-Air Corp.","Victory","Elite Reach-In Freezer","VEFSA-3D-HD-HC",null,"Vertical Solid Door Freezer","Vertical","Reach-in","Automatic",0,3,3,"Hinged",69.099999999999994,0,69.099999999999994,78.5,78,30,11.68,"R-290","2019-04-02","2019-09-03","United States, Canada","ES_42829_VEFSA3HC-1HS*_08282019210509_6946039"]
[2345790,"Beverage-Air Corp.","Victory","Elite Reach-In Freezer","VEFSA-3D-SD-HC",null,"Vertical Solid Door Freezer","Vertical","Reach-in","Automatic",0,3,3,"Hinged",69.099999999999994,0,69.099999999999994,78.5,78,30,11.68,"R-290","2019-04-02","2019-09-03","United States, Canada","ES_42829_VEFSA3HC-1S*_08282019210508_1917514"]
[2345839,"Beverage-Air Corp.","Victory","Undercounter Freezer","VUF27HC*********",null,"Vertical Solid Door Freezer","Vertical","Under-counter Unit","Automatic",0,1,1,"Hinged",5.87,0,5.87,34.5,27,27.25,2.0099999999999998,"R-290","2018-06-25","2019-08-21","United States, Canada","ES_42829_VUF27HC*********_08272019211417_7878229"]
[2366201,"Beverage-Air Corp.","Victory","Undercounter Freezer","VUF*48HC*********",null,"Vertical Solid Door Freezer","Vertical","Under-counter Unit","Automatic",0,2,2,"Hinged",11.04,0,11.04,34.5,48,27.13,3.12,"R-290","2020-08-31","2020-09-24","United States, Canada","ES_42829_VUF*48HC*********_09212020163801_8314439"]
[2366196,"Beverage-Air Corp.","Victory","Undercounter Freezer","VUF60HC*********",null,"Vertical Solid Door Freezer","Vertical","Under-counter Unit","Automatic",0,2,2,"Hinged",14.24,0,14.24,34.5,60,27.13,3.56,"R-290","2020-08-31","2020-09-24","United States, Canada","ES_42829_VUF60HC*********_09212020164108_8824540"]
[2366189,"Beverage-Air Corp.","Victory","Worktop Freezer","VUF*67HC*********",null,"Vertical Solid Door Freezer","Vertical","Under-counter Unit","Automatic",0,2,2,"Hinged",19.079999999999998,0,19.079999999999998,34.5,67,30,4.13,"R-290","2020-08-31","2020-09-24","United States, Canada","ES_42829_VUF*67HC*********_09212020164239_8033372"]
[2345812,"Beverage-Air Corp.","Victory","Reach-In Freezer","FS-2D-S1-HG-HC",null,"Vertical Transparent Door Freezer","Vertical","Reach-in","Automatic",2,0,2,"Hinged",44.6,44.6,0,78.25,52.13,33.130000000000003,10.130000000000001,"R-290","2019-08-15","2019-09-04","United States, Canada","ES_42829_FS-2D-S1-HG-HC_08232019092736_7864953"]
[2345819,"Beverage-Air Corp.","Victory","Reach-In Freezer","FS-3D*EW****HC",null,"Vertical Solid Door Freezer","Vertical","Reach-in","Automatic",0,3,3,"Hinged",73.17,0,73.17,78.25,85.5,33.130000000000003,12.59,"R-290","2019-08-15","2019-09-04","United States, Canada","ES_42829_FS-3D*EW****HC_09042019092500_9532434"]
[2345814,"Beverage-Air Corp.","Victory","Reach-In Freezer","FS-3D-S1-EW-HD-HC",null,"Vertical Solid Door Freezer","Vertical","Reach-in","Automatic",0,3,3,"Hinged",73.17,0,73.17,78.25,85.5,33.130000000000003,12.59,"R-290","2019-08-18","2019-09-04","United States, Canada","ES_42829_FS-3D-S1-EW-HD-HC_08232019094404_1747552"]
[2356854,"Beverage-Air Corp.","Victory","Reach In-Freezer","FS**3D*S1****HC***",null,"Vertical Solid Door Freezer","Vertical","Reach-in","Automatic",0,6,6,"Hinged",64.61,0,64.61,78.25,77.75,33.130000000000003,10.73,"R-290","2020-01-01","2020-03-20","United States, Canada","ES_42829_FS**3D*S1****HC***_03202020134727_8746083"]
[2356853,"Beverage-Air Corp.","Victory","Reach In-Freezer","FS-3D-S1-HD-HC",null,"Vertical Solid Door Freezer","Vertical","Reach-in","Automatic",0,6,6,"Hinged",64.61,0,64.61,78.25,77.75,33.130000000000003,10.73,"R-290","2020-01-01","2020-03-20","United States, Canada","ES_42829_FS-3D-S1-HD-HC_03202020134727_5699579"]
[2345811,"Beverage-Air Corp.","Victory","Reach-In Freezer","FSA-2D*EW****HC",null,"Vertical Solid Door Freezer","Vertical","Reach-in","Automatic",0,2,2,"Hinged",48.26,0,48.26,78.25,58.38,33.130000000000003,8.84,"R-290","2019-08-15","2019-09-04","United States, Canada","ES_42829_FSA-2D*EW****HC_08232019092113_9837763"]
[2345813,"Beverage-Air Corp.","Victory","Reach-In Freezer","FSA-2D*S1**G*HC",null,"Vertical Transparent Door Freezer","Vertical","Reach-in","Automatic",2,0,2,"Hinged",44.6,44.6,0,78.25,52.13,33.130000000000003,10.130000000000001,"R-290","2019-08-15","2019-09-04","United States, Canada","ES_42829_FSA-2D*S1**G*HC_08232019092736_8459589"]
[2345815,"Beverage-Air Corp.","Victory","Reach-In Freezer","FSA-3D*EW****HC",null,"Vertical Solid Door Freezer","Vertical","Reach-in","Automatic",0,3,3,"Hinged",73.17,0,73.17,78.25,85.5,33.130000000000003,12.59,"R-290","2019-08-15","2019-09-04","United States, Canada","ES_42829_FSA-3D*EW****HC_08232019094404_8971369"]
[2357029,"Beverage-Air Corp.","Victory","Elite Reach-In Freezer","VEFSA-1D-HD-HC-*",null,"Vertical Solid Door Freezer","Vertical","Reach-in","Automatic",0,1,1,"Hinged",21.02,0,21.02,78.5,26,30,4.59,"R-290","2020-01-01","2020-03-23","United States, Canada","ES_42829_VEFSA-1D-HD-HC-*_03232020103622_3234765"]
[2344839,"Beverage-Air Corp.","Beverage-Air","Undercounter Freezer","UCF20HC-25HC**********",null,"Vertical Transparent Door Freezer","Vertical","Under-counter Unit","Automatic",1,0,1,"Hinged",2.27,2.27,0,31.13,20,19.5,2.48,"R-290","2019-03-01","2019-08-19","United States, Canada","ES_42829_UCF20HC-25HC**********_08022019114853_8591119"]
[2356697,"Beverage-Air Corp.","Beverage-Air","Undercounter Freezer","UCF24AHC*********",null,"Vertical Solid Door Freezer","Vertical","Under-counter Unit","Automatic",0,1,1,"Hinged",5.14,0,5.14,34.5,24,27.25,1.98,"R-290","2018-06-25","2020-03-19","United States, Canada","ES_42829_UCF24AHC*********_03172020105905_584833"]
[2345206,"Beverage-Air Corp.","Beverage-Air","Undercounter Freezer","UCF24AHC-25*********",null,"Vertical Transparent Door Freezer","Vertical","Under-counter Unit","Automatic",1,0,1,"Hinged",4.9000000000000004,4.9000000000000004,0,34.5,24,27.25,2.71,"R-290","2018-06-25","2019-08-21","United States, Canada","ES_42829_WTF24AHC-25*********_08022019112018_6787988"]
[2345198,"Beverage-Air Corp.","Beverage-Air","Undercounter Freezer","UCF24HC*********",null,"Vertical Transparent Door Freezer","Vertical","Under-counter Unit","Automatic",0,1,1,"Hinged",4.53,0,4.53,35.5,24,25.25,1.79,"R-290","2018-06-25","2019-08-21","United States, Canada","ES_42829_UCF24HC*********_08022019134812_8758966"]
[2345186,"Beverage-Air Corp.","Beverage-Air","Undercounter Freezer","UCF27AHC*********",null,"Vertical Solid Door Freezer","Vertical","Under-counter Unit","Automatic",0,1,1,"Hinged",5.87,0,5.87,34.5,27,27.25,2.0099999999999998,"R-290","2018-06-25","2019-08-21","United States, Canada","ES_42829_UCF27AHC*********_08022019135537_2864801"]
[2345172,"Beverage-Air Corp.","Beverage-Air","Undercounter Freezer","UCF27HC*********",null,"Vertical Solid Door Freezer","Vertical","Under-counter Unit","Automatic",0,1,1,"Hinged",5.24,0,5.24,34.5,27,25.25,1.89,"R-290","2018-06-25","2019-08-21","United States, Canada","ES_42829_UCF27HC*********_08022019135836_8615991"]
[2345141,"Beverage-Air Corp.","Beverage-Air","Undercounter Freezer","UCF32AHC*********",null,"Vertical Solid Door Freezer","Vertical","Under-counter Unit","Automatic",0,1,1,"Hinged",7.22,0,7.22,34.5,32,27.25,2.17,"R-290","2019-03-01","2019-08-21","United States, Canada","ES_42829_UCF32AHC*********_08022019140146_3729822"]
[2345082,"Beverage-Air Corp.","Beverage-Air","Undercounter Freezer","UCF32AHC-25*********",null,"Vertical Transparent Door Freezer","Vertical","Under-counter Unit","Automatic",1,0,1,"Hinged",7.22,7.22,0,34.5,32,27.25,3.38,"R-290","2019-03-01","2019-08-21","United States, Canada","ES_42829_UCF32AHC-25*********_08022019140522_5746881"]
[2366202,"Beverage-Air Corp.","Beverage-Air","Undercounter Freezer","UCF*36AHC*********",null,"Vertical Solid Door Freezer","Vertical","Under-counter Unit","Automatic",0,2,2,"Hinged",8.69,0,8.69,34.5,36,27.13,2.09,"R-290","2020-08-31","2020-09-24","United States, Canada","ES_42829_UCF*36AHC*********_09212020163544_3472558"]
[2366197,"Beverage-Air Corp.","Beverage-Air","Undercounter Freezer","UCF*48AHC*********",null,"Vertical Solid Door Freezer","Vertical","Under-counter Unit","Automatic",0,2,2,"Hinged",11.04,0,11.04,34.5,48,27.13,3.12,"R-290","2020-08-31","2020-09-24","United States, Canada","ES_42829_UCF*48AHC*********_09212020163800_4092981"]
[2366194,"Beverage-Air Corp.","Beverage-Air","Undercounter Freezer","UCF*60AHC*********",null,"Vertical Solid Door Freezer","Vertical","Under-counter Unit","Automatic",0,2,2,"Hinged",14.24,0,14.24,34.5,60,27.13,3.56,"R-290","2020-08-31","2020-09-24","United States, Canada","ES_42829_UCF*60AHC*********_09212020164108_1442072"]
[2366186,"Beverage-Air Corp.","Beverage-Air","Undercounter Freezer","UCF*67AHC*********",null,"Vertical Solid Door Freezer","Vertical","Under-counter Unit","Automatic",0,2,2,"Hinged",19.079999999999998,0,19.079999999999998,34.5,67,30,4.13,"R-290","2020-08-31","2020-09-24","United States, Canada","ES_42829_UCF*67AHC*********_09212020164238_6007654"]
[2341434,"Electrolux Professional","Kelvinator","Commercial freezer","KCHRI27R1DFE",null,"Vertical Solid Door Freezer","Vertical","Other","Automatic",0,1,1,"Hinged",17.8,0,17.8,82.68,26.77,32.68,3.9,"R-290","2019-06-28","2019-07-18","United States, Canada","ES_1082677_KCHRI27R1DFE_07222019024509_3509160"]
[2341452,"Electrolux Professional","Kelvinator","Commercial freezer","KCHRI54R2DFE",null,"Vertical Solid Door Freezer","Vertical","Other","Automatic",0,2,2,"Hinged",42,0,42,83.07,54.02,32.799999999999997,5.99,"R-290","2019-06-28","2019-07-18","United States, Canada","ES_1802677_KCHRI54R2DFE_07192019094438_9478645"]
[2308196,"Electrolux Professional","Kelvinator Commercial","KCCF073WS","KCCF073WS",null,"Horizontal Solid Door Freezer","Chest","Reach-in","Manual",0,1,1,"Hinged",6.8,0,6.8,34.65,37.799999999999997,21.65,0.87,"R-600a","2017-12-15","2017-12-21","United States","ES_1082677_KCCF073WS_12122017171218_5393182"]
[2296707,"Electrolux Professional","Kelvinator Commercial","KCCF140WH","KCCF140WH",null,"Horizontal Solid Door Freezer","Chest","Reach-in","Manual",0,1,1,"Hinged",14.2,0,14.2,36.020000000000003,51.73,29.25,1.21,"R-600a","2017-05-22","2017-05-29","United States","ES_1082677_KCCF140WH_05152017131058_8395349"]
[2296708,"Electrolux Professional","Kelvinator Commercial","KCCF170WH","KCCF170WH",null,"Horizontal Solid Door Freezer","Chest","Reach-in","Manual",0,1,1,"Hinged",17.3,0,17.3,36.5,59.45,29.25,1.2,"R-290","2017-05-22","2017-05-29","United States","ES_1082677_KCCF170WH_05152017134346_2163812"]
[2296709,"Electrolux Professional","Kelvinator Commercial","KCCF210WH","KCCF210WH",null,"Horizontal Solid Door Freezer","Chest","Reach-in","Manual",0,1,1,"Hinged",20.9,0,20.9,36.5,70.83,29.25,1.61,"R-290","2017-05-22","2017-05-29","United States","ES_1082677_KCCF210WH_05152017134712_2374688"]
[2348758,"Electrolux Professional","Kelvinator Commercial","KCHGM48F","KCHGM48F",null,"Vertical Transparent Door Freezer","Vertical","Merchandiser","Automatic",2,0,2,"Hinged",43.8,43.8,0,79.72,53.94,33.659999999999997,10.57,"R-290","2019-01-07","2019-10-17","United States, Canada","ES_1082677_KCHGM48F_10182019222847_7727134"]
[2388566,"Desmon Spa","Desmon Spa","PGB14C*******","PGB14C*******",null,"Vertical Solid Door Freezer","Vertical","Other","Automatic",0,2,2,"Hinged",42.32,0,42.32,102,53,32,7.46,"R-290","2021-11-30","2021-11-23","United States, Canada","ES_1141281_PGB14C*******_11292021100371_9111157"]
[2388564,"Desmon Spa","Desmon Spa","PSB07C******","PSB07C******",null,"Vertical Solid Door Freezer","Vertical","Other","Automatic",0,1,1,"Hinged",19.420000000000002,0,19.420000000000002,78.739999999999995,31.5,27.17,4.49,"R-290","2021-11-30","2021-11-23","United States, Canada","ES_1141281_PSB07C******_112920211004350_1924877"]
[2366103,"EFI Sales Ltd","EFI","F2-54GDVCe","F2-54GDVCe",null,"Vertical Transparent Door Freezer","Vertical","Reach-in","Automatic",2,0,2,"Hinged",43.8,43.8,0,81.180000000000007,54.41,31.5,12.14,"R-290","2018-05-01","2020-09-22","United States, Canada","ES_1143329_PDG-2F-ES_09162020164459_541154"]
[2354270,"EFI Sales Ltd","EFI","F2-54VC","F2-54VC",null,"Vertical Solid Door Freezer","Vertical","Reach-in","Automatic",0,2,2,"Hinged",43.8,0,43.8,84.05,54.4,31.49,7.82,"R-290","2018-05-01","2017-08-04","United States, Canada","ES_1143329_F2-54VC_01082020143604_5173569"]
[2345785,"Beverage-Air Corp.","Victory","Worktop Freezer","VWF27HC*********",null,"Vertical Solid Door Freezer","Vertical","Worktop unit","Automatic",0,1,1,"Hinged",5.87,0,5.87,34.5,27,27.25,2.0099999999999998,"R-290","2018-06-25","2019-08-21","United States, Canada","ES_42829_VWF27HC*********_08272019212138_2449762"]
[2366199,"Beverage-Air Corp.","Victory","Worktop Freezer","VWF*48HC*********",null,"Vertical Solid Door Freezer","Vertical","Under-counter Unit","Automatic",0,2,2,"Hinged",11.04,0,11.04,34.5,48,27.13,3.12,"R-290","2020-08-31","2020-09-24","United States, Canada","ES_42829_VWF*48HC*********_09212020163801_8130441"]
[2366195,"Beverage-Air Corp.","Victory","Worktop Freezer","VWF60HC*********",null,"Vertical Solid Door Freezer","Vertical","Under-counter Unit","Automatic",0,2,2,"Hinged",14.24,0,14.24,34.5,60,27.13,3.56,"R-290","2020-08-31","2020-09-24","United States, Canada","ES_42829_VWF60HC*********_09212020164108_643869"]
[2335220,"Blue Air FSE, LLC","Blue Air","BSF23-HC","BSF23-HC",null,"Vertical Solid Door Freezer","Vertical","Reach-in","Automatic",0,1,1,"Hinged",18.62,0,18.62,82.38,26.75,31,4.4400000000000004,"R-290","2019-01-15","2019-03-25","United States, Canada","ES_1062560_BSF23-HC_03262019040731_3251649"]
[2335224,"Blue Air FSE, LLC","Blue Air","BSF23T-HC","BSF23T-HC",null,"Vertical Solid Door Freezer","Vertical","Reach-in","Automatic",0,1,1,"Hinged",19.04,0,19.04,81.75,26.75,31,4.4000000000000004,"R-290","2019-01-15","2019-03-25","United States, Canada","ES_1062560_BSF23T-HC_03262019041453_3693501"]
[2335232,"Blue Air FSE, LLC","Blue Air","BSF49-HC","BSF49-HC",null,"Vertical Solid Door Freezer","Vertical","Reach-in","Automatic",0,2,2,"Hinged",41.83,0,41.83,82.38,54,31,7.73,"R-290","2019-01-15","2019-03-25","United States, Canada","ES_1062560_BSF49-HC_03262019040753_3273556"]
[2335216,"Blue Air FSE, LLC","Blue Air","BSF49T-HC","BSF49T-HC",null,"Vertical Solid Door Freezer","Vertical","Reach-in","Automatic",0,2,2,"Hinged",42.52,0,42.52,81.75,54,31,7.25,"R-290","2019-01-15","2019-03-25","United States, Canada","ES_1062560_BSF49T-HC_03262019041636_3796643"]
[2335256,"Blue Air FSE, LLC","Blue Air","BSF72-HC","BSF72-HC",null,"Vertical Solid Door Freezer","Vertical","Reach-in","Automatic",0,3,3,"Hinged",65.2,0,65.2,82.38,81,31,11.41,"R-290","2019-01-15","2019-03-25","United States, Canada","ES_1062560_BSF72-HC_03262019040955_3395308"]
[2335252,"Blue Air FSE, LLC","Blue Air","BSF72T-HC","BSF72T-HC",null,"Vertical Solid Door Freezer","Vertical","Reach-in","Automatic",0,3,3,"Hinged",66.11,0,66.11,81.75,81,31,13.35,"R-290","2019-01-15","2019-03-25","United States, Canada","ES_1062560_BSF72T-HC_03262019041700_3820398"]
[2332054,"Broich Enterprises, Inc.","Arctic Air","AF23EZ","AF23EZ",null,"Vertical Solid Door Freezer","Vertical","Other","Automatic",0,1,1,"Hinged",17.8,0,17.8,82.68,26.77,32.68,3.95,"R-290","2018-12-14","2018-12-25","United States, Canada","ES_3318_AF23EZ_12262018072751_9271662"]
[2332058,"Broich Enterprises, Inc.","Arctic Air","Commercial freezer","AF49EX",null,"Vertical Solid Door Freezer","Vertical","Other","Automatic",0,2,2,"Hinged",42,0,42,83.07,54.02,32.799999999999997,7.5,"R-290","2018-12-14","2018-12-25","United States, Canada","ES_3318_AF49EX_12262018073423_9663636"]
[2347291,"Continental Refrigerator","Continental","1FEN","1FEN",null,"Vertical Solid Door Freezer","Vertical","Reach-in","Automatic",0,1,1,"Hinged",21.38,0,21.38,65.25,28.5,32,4.5999999999999996,"R-290","2019-10-01","2019-09-27","United States, Canada","ES_3317_1FEN_09262019111854_1055261"]
[2347292,"Continental Refrigerator","Continental","1FENHD","1FENHD",null,"Vertical Solid Door Freezer","Vertical","Reach-in","Automatic",0,2,2,"Hinged",21.11,0,21.11,65.25,28.5,32,4.6500000000000004,"R-290","2019-10-01","2019-09-27","United States, Canada","ES_3317_1FENHD_09262019112155_9912835"]
[2347289,"Continental Refrigerator","Continental","1FN","1FN",null,"Vertical Solid Door Freezer","Vertical","Reach-in","Automatic",0,1,1,"Hinged",18.97,0,18.97,65.25,26,32,4.45,"R-290","2019-10-01","2019-09-27","United States, Canada","ES_3317_1FN_09262019124731_1182977"]
[2348570,"Continental Refrigerator","Continental","1FNHD","1FNHD",null,"Vertical Solid Door Freezer","Vertical","Reach-in","Automatic",0,2,2,"Hinged",18.899999999999999,0,18.899999999999999,65.25,26,32,4.47,"R-290","2019-10-01","2019-09-27","United States, Canada","ES_3317_1FNHD_09262019103721_5191614"]
[2347298,"Continental Refrigerator","Continental","2FEN","2FEN",null,"Vertical Solid Door Freezer","Vertical","Reach-in","Automatic",0,2,2,"Hinged",48.64,0,48.64,77,57,32,9.4499999999999993,"R-290","2019-10-01","2019-09-27","United States, Canada","ES_3317_2FEN_09262019131619_6932641"]
[2347295,"Continental Refrigerator","Continental","2FENHD","2FENHD",null,"Vertical Solid Door Freezer","Vertical","Reach-in","Automatic",0,4,4,"Hinged",48.33,0,48.33,77,57,32,9.82,"R-290","2019-10-01","2019-09-27","United States, Canada","ES_3317_2FENHD_09262019114729_5048639"]
[2347293,"Continental Refrigerator","Continental","2FN","2FN",null,"Vertical Solid Door Freezer","Vertical","Reach-in","Automatic",0,2,2,"Hinged",43.45,0,43.45,77,52,32,8.85,"R-290","2019-10-01","2019-09-27","United States, Canada","ES_3317_2FN_09262019112755_989648"]
[2347294,"Continental Refrigerator","Continental","2FNHD","2FNHD",null,"Vertical Solid Door Freezer","Vertical","Reach-in","Automatic",0,4,4,"Hinged",43.03,0,43.03,77,52,32,9.17,"R-290","2019-10-01","2019-09-27","United States, Canada","ES_3317_2FNHD_09262019113907_8189050"]
[2381283,"Fogel de Centroamerica S.A.","Hoshizaki America","EF1A-FS","EF1A-FS",null,"Vertical Solid Door Freezer","Vertical","Reach-in","Automatic",1,0,1,"Hinged",17.739999999999998,0,17.739999999999998,80,27,29.63,4.25,"R-290","2016-06-01","2021-06-28","United States, Canada","ES_1082809_EF1A-FS_06282021162358_8588285"]
[2389406,"Hoshizaki America, Inc.","Hoshizaki America, Inc.","UF60B","UF60B",null,"Vertical Solid Door Freezer","Vertical","Under-counter Unit","Automatic",0,2,2,"Hinged",15.11,0,15.11,34,60,30,3.95,"R-290","2021-10-28","2021-12-16","United States, Canada","ES_1003024_UF60B_121620211117994_1774290"]
[2389407,"Hoshizaki America, Inc.","Hoshizaki America, Inc.","UF60B-01","UF60B-01",null,"Vertical Solid Door Freezer","Vertical","Under-counter Unit","Automatic",0,2,2,"Hinged",15.11,0,15.11,34,60,30,3.95,"R-290","2021-10-28","2021-12-16","United States, Canada","ES_1003024_UF60B-01_121620211117634_2369496"]
[2389405,"Hoshizaki America, Inc.","Hoshizaki America, Inc.","WF60B","WF60B",null,"Vertical Solid Door Freezer","Vertical","Under-counter Unit","Automatic",0,2,2,"Hinged",15.11,0,15.11,34,60,30,3.95,"R-290","2021-10-28","2021-12-16","United States, Canada","ES_1003024_WF60B_121620211118122_8572197"]
[2362153,"Imbera S.A. de C.V.","Imbera","VFS12 HC","VFS12 HC",null,"Vertical Transparent Door Freezer","Vertical","Reach-in","Automatic",1,0,1,"Hinged",9.8000000000000007,9.8000000000000007,0,66.900000000000006,25.2,23.4,4.09,"R-290","2020-06-01","2020-06-25","United States, Canada","ES_1091577_VF12 HC_06252020204423_7863122"]
[2348861,"Imbera S.A. de C.V.","Imbera, Pro-Kold","SSF-20-1S","SSF-20-1S",null,"Vertical Solid Door Freezer","Vertical","Reach-in","Automatic",0,1,1,"Hinged",21.7,0,21.7,83.5,28,34,4.71,"R-290","2018-09-19","2019-10-23","United States, Canada","ES_1091577_SSF-20-1S_10232019140849_9729505"]
[2362154,"Imbera S.A. de C.V.","Pro-Kold","VFS12 HC","VFS12 HC",null,"Vertical Transparent Door Freezer","Vertical","Reach-in","Automatic",1,0,1,"Hinged",9.8000000000000007,9.8000000000000007,0,66.900000000000006,25.2,23.4,4.09,"R-290","2020-06-01","2020-06-25","United States, Canada","ES_1091577_VF12 HC_06252020205610_8570770"]
[2362580,"Hoshizaki America, Inc.","Hoshizaki","EUF27A","EUF27A",null,"Vertical Solid Door Freezer","Vertical","Reach-in","Automatic",0,1,1,"Hinged",6.33,0,6.33,33.75,26.75,30,1.92,"R-290","2020-04-30","2020-07-07","United States, Canada","ES_1003024_EUF27A_07092020155038_9838460"]
[2362587,"Hoshizaki America, Inc.","Hoshizaki","EUF48A","EUF48A",null,"Vertical Solid Door Freezer","Vertical","Reach-in","Automatic",0,1,1,"Hinged",12.09,0,12.09,33.75,47.75,30.2,3.44,"R-290","2020-04-30","2020-07-07","United States, Canada","ES_1003024_EUF48A_07092020171642_5002329"]
[2345720,"Hoshizaki America, Inc.","Hoshizaki","UF27A","UF27A",null,"Vertical Solid Door Freezer","Vertical","Reach-in","Automatic",0,2,2,"Hinged",6.22,0,6.22,27,33.75,30,2.15,"R-290","2019-08-08","2019-08-30","United States, Canada","ES_1003024_UF27A_08302019142207_4927537"]
[2326604,"Hoshizaki America, Inc.","Hoshizaki","UF27A-GLP01","UF27A-GLP01",null,"Vertical Transparent Door Freezer","Vertical","Under-counter Unit","Automatic",1,0,1,"Hinged",6.22,6.22,0,32,27,32.5,3.13,"R-290","2018-09-19","2018-09-27","United States, Canada","ES_1003024_UF27A-GLP01_09302018215922_4762316"]
[2348766,"Electrolux Professional","Kelvinator Commerical","KCHRI27R2HDF","KCHRI27R2HDF",null,"Vertical Transparent Door Freezer","Vertical","Reach-in","Automatic",0,1,1,"Hinged",17.8,0,17.8,82.99,26.77,32.68,2.9,"R-290","2019-01-07","2019-10-17","United States, Canada","ES_1082677_KCHRI27R2HDF_10212019023627_5387481"]
[2287030,"Entree LLC","California Cooking","Commercial freezer","CF2-S",null,"Vertical Solid Door Freezer","Vertical","Bottle Cooler","Automatic",0,2,2,"Hinged",41.5,0,41.5,83.07,54.02,32.799999999999997,8.6,"R-404A","2016-12-20","2016-12-25","United States, Canada","ES_1127055_CF2-S_12272016043350_3230232"]
[2332131,"Entree LLC","Centaur Plus","Commercial freezer","CSD‐1DF‐BAL",null,"Vertical Solid Door Freezer","Vertical","Other","Automatic",0,1,1,"Hinged",17.8,0,17.8,82.68,26.77,32.68,3.95,"R-290","2018-12-14","2018-12-18","United States, Canada","ES_1127055_CSD‐1DF‐BAL_12262018090504_5104499"]
[2332132,"Entree LLC","Centaur Plus","Commercial freezer","CSD‐1DF‐TSI",null,"Vertical Solid Door Freezer","Vertical","Other","Automatic",0,1,1,"Hinged",18.3,0,18.3,82.68,26.77,32.68,3.95,"R-290","2018-12-14","2018-12-18","United States, Canada","ES_1127055_CSD‐1DF‐TSI_12262018091111_5471487"]
[2332133,"Entree LLC","Centaur Plus","Commercial freezer","CSD‐2DF‐BAL",null,"Vertical Solid Door Freezer","Vertical","Other","Automatic",0,2,2,"Hinged",42,0,42,83.07,54.02,32.799999999999997,7.5,"R-290","2018-12-14","2018-12-18","United States, Canada","ES_1127055_CSD‐2DF‐BAL_12262018092815_6495064"]
[2332134,"Entree LLC","Centaur Plus","Commercial freezer","CSD‐2DF‐TSI",null,"Vertical Solid Door Freezer","Vertical","Other","Automatic",0,2,2,"Hinged",42.4,0,42.4,82.09,53.86,32.68,7.5,"R-290","2018-12-14","2018-12-18","United States, Canada","ES_1127055_CSD‐2DF‐TSI_12262018093329_6809238"]
[2332141,"Entree LLC","ENTRÉE","Commercial freezer","CF1",null,"Vertical Solid Door Freezer","Vertical","Other","Automatic",0,1,1,"Hinged",17.8,0,17.8,82.68,26.77,32.68,3.95,"R-290","2018-12-14","2018-12-25","United States, Canada","ES_1127055_CF1_12282018030509_6309462"]
[2332142,"Entree LLC","ENTRÉE","Commercial freezer","CF1-TSI",null,"Vertical Solid Door Freezer","Vertical","Other","Automatic",0,1,1,"Hinged",18.3,0,18.3,82.68,26.77,32.68,3.95,"R-290","2018-12-14","2018-12-25","United States, Canada","ES_1127055_CF1-TSI_12282018032128_7288874"]
[2332144,"Entree LLC","ENTRÉE","Commercial freezer","CF2-TSI",null,"Vertical Solid Door Freezer","Vertical","Other","Automatic",0,2,2,"Hinged",42.4,0,42.4,82.09,53.86,32.68,7.5,"R-290","2018-12-14","2018-12-25","United States, Canada","ES_1127055_CF2-TSI_12282018035720_9440428"]
[2381282,"Fogel de Centroamerica S.A.","Fogel","CR-20-AC-AF-HC-US","CR-20-AC-AF-HC-US",null,"Vertical Solid Door Freezer","Vertical","Reach-in","Automatic",1,0,1,"Hinged",17.739999999999998,0,17.739999999999998,80,27,29.63,4.25,"R-290","2016-06-01","2021-06-28","United States, Canada","ES_1082809_CR-20-AC-AF-HC-US_062820211623420_4448954"]
[2381281,"Fogel de Centroamerica S.A.","Fogel","CR-20-AC-AF-SA-HC-HO","CR-20-AC-AF-SA-HC-HO",null,"Vertical Solid Door Freezer","Vertical","Reach-in","Automatic",1,0,1,"Hinged",17.739999999999998,0,17.739999999999998,80,27,29.63,4.25,"R-290","2016-06-01","2021-06-28","United States, Canada","ES_1082809_CR-20-AC-AF-SA-HC-HO_06282021162355_7375588"]
[2381280,"Fogel de Centroamerica S.A.","Fogel","CR-20-AC-AF-SA-HC-US","CR-20-AC-AF-SA-HC-US",null,"Vertical Solid Door Freezer","Vertical","Reach-in","Automatic",1,0,1,"Hinged",17.739999999999998,0,17.739999999999998,80,27,29.63,4.25,"R-290","2016-06-01","2021-06-28","United States, Canada","ES_1082809_CR-20-AC-AF-SA-HC-US_062820211623416_3893136"]
[2362600,"Fogel de Centroamerica S.A.","Fogel","MTF-27","MTF-27",null,"Vertical Solid Door Freezer","Vertical","Reach-in","Automatic",0,1,1,"Hinged",6.33,0,6.33,33.75,26.75,30,1.92,"R-290","2020-04-30","2020-07-07","United States, Canada","ES_1082809_MTF-27_07102020150400_3440962"]
[2362602,"Fogel de Centroamerica S.A.","Fogel","MTF-48","MTF-48",null,"Vertical Solid Door Freezer","Vertical","Reach-in","Automatic",0,1,1,"Hinged",12.09,0,12.09,33.75,47.75,30.2,3.44,"R-290","2020-04-30","2020-07-07","United States, Canada","ES_1082809_MTF-48_07102020171834_1514456"]
[2335225,"MVP Group Corp.","KOOL-IT","KTSF-1","KTSF-1",null,"Vertical Solid Door Freezer","Vertical","Reach-in","Automatic",0,1,1,"Hinged",19.04,0,19.04,81.75,26.75,31,4.41,"R-290","2019-01-15","2019-03-25","United States, Canada","ES_1092313_KTSF-1_03262019042258_4178314"]
[2335217,"MVP Group Corp.","KOOL-IT","KTSF-2","KTSF-2",null,"Vertical Solid Door Freezer","Vertical","Reach-in","Automatic",0,2,2,"Hinged",42.52,0,42.52,81.75,54,31,7.25,"R-290","2019-01-15","2019-03-25","United States, Canada","ES_1092313_KTSF-2_03262019042316_4196885"]
[2335253,"MVP Group Corp.","KOOL-IT","KTSF-3","KTSF-3",null,"Vertical Solid Door Freezer","Vertical","Reach-in","Automatic",0,3,3,"Hinged",66.11,0,66.11,81.75,81,31,13.36,"R-290","2019-01-15","2019-03-25","United States, Canada","ES_1092313_KTSF-3_03262019042334_4214865"]
[2380508,"North American Restaurant Equipment","North American Refrigeration, Precision","A2DF-GR","A2DF-GR",null,"Vertical Solid Door Freezer","Vertical","Reach-in","Automatic",0,2,2,"Hinged",43.8,0,43.8,84.05,54.4,31.49,7.82,"R-290","2017-07-01","2017-08-04","United States, Canada","ES_1143078_A2DF-GR_06182021093514_7821618"]
[2381275,"Novum USA, Inc","Novum","Panama Green 2D","1700F",null,"Vertical Transparent Door Freezer","Vertical","Reach-in","Automatic",2,0,2,"Hinged",63.8,63.8,0,82.75,60.25,38.75,11.13,"R-290","2021-06-15","2021-06-28","United States, Canada","ES_114632_1700F_061020210716490_8355925"]
[2381295,"Novum USA, Inc","Novum","Panama Green 2D","1700F",null,"Vertical Transparent Door Freezer","Vertical","Reach-in","Automatic",2,0,2,"Hinged",63.8,63.8,0,82.75,60.25,38.75,11.13,"R-290","2021-06-15","2021-06-28","United States, Canada","ES_1146321_1700F_061020210716490_8355925"]
[2381276,"Novum USA, Inc","Novum","Panama Green 3D","2500F",null,"Vertical Transparent Door Freezer","Vertical","Reach-in","Automatic",3,0,3,"Hinged",95.7,95.7,0,82.75,90.5,38.75,17.27,"R-290","2021-06-15","2021-06-28","United States, Canada","ES_114632_2500F_061020210716279_9994317"]
[2381292,"Novum USA, Inc","Novum","Panama Green 3D","2500F",null,"Vertical Transparent Door Freezer","Vertical","Reach-in","Automatic",3,0,3,"Hinged",95.7,95.7,0,82.75,90.5,38.75,17.27,"R-290","2021-06-15","2021-06-28","United States, Canada","ES_1146321_2500F_061020210716279_9994317"]
[2332041,"Shandong Hongtai Electrical Appliance Co., Ltd","FIRSCOOL","Commercial freezer","HC-27F",null,"Vertical Solid Door Freezer","Vertical","Other","Automatic",0,1,1,"Hinged",17.8,0,17.8,82.68,26.77,32.68,3.95,"R-290","2018-12-14","2018-12-25","United States, Canada","ES_1117696_HC-27F_12252018073035_3035309"]
[2332042,"Shandong Hongtai Electrical Appliance Co., Ltd","FIRSCOOL","Commercial freezer","HC-28F",null,"Vertical Solid Door Freezer","Vertical","Other","Automatic",0,1,1,"Hinged",18.3,0,18.3,82.68,26.77,32.68,3.95,"R-290","2018-12-14","2018-12-25","United States, Canada","ES_1117696_HC-28F_12252018073538_3338660"]
[2332045,"Shandong Hongtai Electrical Appliance Co., Ltd","FIRSCOOL","Commercial freezer","HC-54F",null,"Vertical Solid Door Freezer","Vertical","Other","Automatic",0,2,2,"Hinged",42,0,42,83.07,54.02,32.799999999999997,7.5,"R-290","2018-12-14","2018-12-25","United States, Canada","ES_1117696_HC-54F_12252018074439_3879044"]
[2332046,"Shandong Hongtai Electrical Appliance Co., Ltd","FIRSCOOL","Commercial freezer","HC-56F",null,"Vertical Solid Door Freezer","Vertical","Other","Automatic",0,2,2,"Hinged",42.4,0,42.4,82.09,53.86,32.68,7.5,"R-290","2018-12-14","2018-12-25","United States, Canada","ES_1117696_HC-56F_12252018074915_4155962"]
[2338035,"The Delfield Company (A division of Welbilt)","Delfield","403P-ES*********","403P-ES*********",null,"Vertical Solid Door Freezer","Vertical","Solid Door Freezer Cabinet","Automatic",0,1,1,"Hinged",5.7,0,5.7,24.25,22.88,19.75,2.04,"R-290","2019-04-30","2019-05-13","United States, Canada","ES_42794_403P-ES_05022019125653_2557336"]
[2332155,"Serv-Ware Products","SERV-WARE","Commercial freezer","RF1-HC",null,"Vertical Solid Door Freezer","Vertical","Other","Automatic",0,1,1,"Hinged",17.8,0,17.8,82.68,26.77,32.68,3.95,"R-290","2018-12-14","2018-12-18","United States, Canada","ES_1130405_RF1-HC_12282018055601_6561385"]
[2332156,"Serv-Ware Products","SERV-WARE","Commercial freezer","RF2-HC",null,"Vertical Solid Door Freezer","Vertical","Other","Automatic",0,2,2,"Hinged",42,0,42,83.07,54.02,32.799999999999997,7.5,"R-290","2018-12-14","2018-12-18","United States, Canada","ES_1130405_RF2-HC_12282018060540_7140386"]
[2305132,"Liebherr-Hausgerate Ochsenhausen GmbH","Liebherr","GFB19S1HC","GFB19S1HC",null,"Vertical Solid Door Freezer","Vertical","Reach-in","Automatic",0,1,1,"Hinged",17.55,0,17.55,80.47,29.41,29.57,4.0999999999999996,"R-290","2017-08-01","2017-10-16","United States, Canada","ES_1103685_GFB19S1HC_10172017023242_70159074"]
[2296271,"Liebherr-Hausgerate Ochsenhausen GmbH","Liebherr","GFT21S1HC","GFT21S1HC",null,"Vertical Solid Door Freezer","Vertical","Reach-in","Automatic",0,1,1,"Hinged",20.059999999999999,0,20.059999999999999,84.5,27.5,34.25,4.2,"R-290","2017-05-01","2017-04-20","United States, Canada","ES_1017655_GFT21S1HC_05182017120750_70136962"]
[2283098,"Liebherr-Hausgerate Ochsenhausen GmbH","Liebherr","GFT50S2HC","GFT50S2HC",null,"Vertical Solid Door Freezer","Vertical","Reach-in","Automatic",0,2,2,"Hinged",46.31,0,46.31,84.5,56,34.25,8.82,"R-290","2016-11-01","2016-10-26","United States, Canada","ES_1103685_GFT50S2HC_11012016122205_70105456"]
[2296108,"Master-Bilt Products","Master-Bilt","BLG-27-HGP","BLG-27-HGP",null,"Vertical Transparent Door Freezer","Vertical","Merchandiser","Automatic",1,0,1,"Hinged",23.54,23.54,0,79,30,32.25,6.45,"R-404A","2015-03-10","2017-05-04","United States, Canada","ES_1065482_BLG-27-HGP_05042017191148_5108179"]
[2296110,"Master-Bilt Products","Master-Bilt","BLG-74-HGP","BLG-74-HGP",null,"Vertical Transparent Door Freezer","Vertical","Merchandiser","Automatic",3,0,3,"Hinged",65.89,65.89,0,79,78,32.25,15.85,"R-404A","2015-03-10","2017-05-04","United States, Canada","ES_1065482_BLG-74-HGP_05152017183723_3443607"]
[2377679,"METALFRIO SOLUTIONS MEXICO, S.A. DE C.V.","Metalfrio","BMF18CHN","BMF18CHN",null,"Vertical Transparent Door Freezer","Vertical","Reach-in","Automatic",1,0,1,"Hinged",17.600000000000001,17.600000000000001,0,80.11,30.9,26.57,6.44,"R-290","2021-04-29","2021-05-10","United States, Canada","ES_1140200_BMF18CHN_051020211011830_5197452"]
[2302471,"METALFRIO SOLUTIONS MEXICO, S.A. DE C.V.","Metalfrio","VN20MX","VN20MX",null,"Vertical Transparent Door Freezer","Vertical","Bottle Cooler","Automatic",1,0,1,"Hinged",6.22,6.22,0,50.79,21.25,18.03,2.88,"R-290","2017-10-10","2017-08-22","United States, Canada","ES_1139943_VN20MX_08232017143316_8796548"]
[2302475,"METALFRIO SOLUTIONS MEXICO, S.A. DE C.V.","Metalfrio","VN22MX","VN22MX",null,"Vertical Transparent Door Freezer","Vertical","Bottle Cooler","Automatic",1,0,1,"Hinged",7.63,7.63,0,69.680000000000007,18.89,20.47,3.25,"R-290","2017-10-10","2017-08-22","United States, Canada","ES_1140200_VN22MX_08232017150321_0601184"]
[2308652,"METALFRIO SOLUTIONS MEXICO, S.A. DE C.V.","Metalfrio","VN50MX","VN50MX",null,"Vertical Transparent Door Freezer","Vertical","Bottle Cooler","Automatic",1,0,1,"Hinged",19.07,19.07,0,77.36,27.95,28.14,3.08,"R-290","2017-04-05","2018-01-03","United States, Canada","ES_1140200_VN50MX_01032018214016_5616337"]
[2303746,"Migali Industries Inc.","MIGALI","C-1F-HC","C-1F-HC",null,"Vertical Solid Door Freezer","Vertical","Reach-in","Automatic",0,1,1,"Hinged",21.36,0,21.36,81.3,28.74,31.69,3.68,"R-290","2017-09-01","2017-08-04","United States, Canada","ES_1126167_C-1F-HC_09062017145503_4644739"]
[2366101,"Migali Industries Inc.","MIGALI","C-2FBG-HCe","C-2FBG-HCe",null,"Vertical Transparent Door Freezer","Vertical","Reach-in","Automatic",2,0,2,"Hinged",43.8,43.8,0,81.180000000000007,54.41,31.5,12.14,"R-290","2017-09-01","2020-09-22","United States, Canada","ES_1126167_C-2FBG-Hce_09162020164458_5400354"]
[2303758,"Migali Industries Inc.","MIGALI","C-2F-HC","C-2F-HC",null,"Vertical Solid Door Freezer","Vertical","Reach-in","Automatic",0,2,2,"Hinged",42.18,0,42.18,81.290000000000006,51.73,31.69,6.23,"R-290","2017-09-01","2017-08-04","United States, Canada","ES_1126167_C-2F-HC_09062017155025_7220575"]
[2341091,"MVP Group Corp.","IKON","IB27F","IB27F",null,"Vertical Solid Door Freezer","Vertical","Other","Automatic",0,1,1,"Hinged",17.8,0,17.8,82.68,26.77,32.68,3.9,"R-290","2019-06-28","2019-07-12","United States, Canada","ES_1092313_IB27F_07122019055212_0732544"]
[2341093,"MVP Group Corp.","IKON","IB54F","IB54F",null,"Vertical Solid Door Freezer","Vertical","Other","Automatic",0,2,2,"Hinged",42,0,42,83.07,54.02,32.799999999999997,5.99,"R-290","2019-06-28","2019-07-12","United States, Canada","ES_1092313_IB54F_07122019060039_1239830"]
[2341092,"MVP Group Corp.","IKON","IT28F","IT28F",null,"Vertical Solid Door Freezer","Vertical","Other","Automatic",0,1,1,"Hinged",18.3,0,18.3,82.68,26.77,32.68,4.0999999999999996,"R-290","2019-06-28","2019-07-12","United States, Canada","ES_1092313_IT28F_07122019055652_1012617"]
[2341095,"MVP Group Corp.","IKON","IT56F","IT56F",null,"Vertical Solid Door Freezer","Vertical","Other","Automatic",0,2,2,"Hinged",42.4,0,42.4,83.07,54.02,32.799999999999997,6.99,"R-290","2019-06-28","2019-07-12","United States, Canada","ES_1092313_IT56F_07122019060609_1569451"]
[2335221,"MVP Group Corp.","KOOL-IT","KBSF-1","KBSF-1",null,"Vertical Solid Door Freezer","Vertical","Reach-in","Automatic",0,1,1,"Hinged",18.62,0,18.62,82.38,26.75,31,4.45,"R-290","2019-01-15","2019-03-25","United States, Canada","ES_1092313_KBSF-1_03262019042140_4100370"]
[2335233,"MVP Group Corp.","KOOL-IT","KBSF-2","KBSF-2",null,"Vertical Solid Door Freezer","Vertical","Reach-in","Automatic",0,2,2,"Hinged",41.83,0,41.83,82.38,54,31,7.73,"R-290","2019-01-15","2019-03-25","United States, Canada","ES_1092313_KBSF-2_03262019042155_4115147"]
[2335257,"MVP Group Corp.","KOOL-IT","KBSF-3","KBSF-3",null,"Vertical Solid Door Freezer","Vertical","Reach-in","Automatic",0,3,3,"Hinged",65.2,0,65.2,82.38,81,31,11.41,"R-290","2019-01-15","2019-03-25","United States, Canada","ES_1092313_KBSF-3_03262019042211_4131990"]
[2295808,"The Delfield Company (A division of Welbilt)","Delfield","GUF60P-S********","GUF60P-S********",null,"Vertical Solid Door Freezer","Vertical","Solid Door Undercounter Freezer","Automatic",0,2,2,"Hinged",15.09,0,15.09,36,60,31.5,4.03,"R-290","2016-11-01","2016-11-23","United States, Canada","ES_42794_GUF60P-S_11152016152454_3251916"]
[2294236,"Traulsen (A division of ITW Food Equipment Group)","Traulsen","ALT232WUT-HHS-eS","ALT232WUT-HHS-eS",null,"Vertical Solid Door Freezer","Vertical","Reach-in","Automatic",0,4,4,"Hinged",50.4,0,50.4,58.88,53,27,11.02,"R-404A","2017-03-27","2017-04-12","United States, Canada","ES_1019387_ALT232WUT-HHS-eS_03312017110639_760003"]
[2355535,"True Manufacturing (True Food Service Equipment)","True Refrigeration","GDM-07F-HC~TSL01","GDM-07F-HC~TSL01",null,"Vertical Transparent Door Freezer","Vertical","Reach-in","Automatic",1,0,1,"Hinged",6.52,6.52,0,39.880000000000003,24.13,25.63,3.84,"R-290","2017-05-08","2020-03-03","United States, Canada","ES_3320_GDM-07F-HC~TSL01_02282020094612_662347"]
[2355470,"True Manufacturing (True Food Service Equipment)","True Refrigeration","GDM-10F-HC-TSL01","GDM-10F-HC-TSL01",null,"Vertical Transparent Door Freezer","Vertical","Reach-in","Automatic",1,0,1,"Hinged",8.48,8.48,0,24.88,53.5,23.13,3.98,"R-290","2017-05-08","2020-03-02","United States, Canada","ES_3320_GDM-10F-HC-TSL01_02272020223527_9950830"]
[2355696,"True Manufacturing (True Food Service Equipment)","True Refrigeration","STA1DT-2HS-HC","STA1DT-2HS-HC",null,"Vertical Solid Door Freezer,Vertical Solid Door Refrigerator","Vertical","Reach-in","Automatic",0,2,2,"Hinged",16.760000000000002,0,16.760000000000002,84.13,27.5,35.22,3.61,"R-290","2018-07-01","2020-02-28","United States, Canada","ES_3320_STA1DT-2HS-HC_03032020082351_5998917"]
[2355693,"True Manufacturing (True Food Service Equipment)","True Refrigeration","STA1DTA-2HS-HC","STA1DTA-2HS-HC",null,"Vertical Solid Door Freezer,Vertical Solid Door Refrigerator","Vertical","Reach-in","Automatic",0,2,2,"Hinged",16.760000000000002,0,16.760000000000002,84.13,27.5,35.22,3.61,"R-290","2018-07-01","2020-02-28","United States, Canada","ES_3320_STA1DTA-2HS-HC_03032020082351_9565088"]
[2355494,"True Manufacturing (True Food Service Equipment)","True Refrigeration","STA2F-2S-HC","STA2F-2S-HC",null,"Vertical Solid Door Freezer","Vertical","Reach-in","Automatic",0,2,2,"Hinged",46.86,0,46.86,77.75,52.63,33.75,10.43,"R-290","2018-03-05","2020-03-02","United States, Canada","ES_3320_STA2F-2S-HC_02292020170929_497553"]
[2355697,"True Manufacturing (True Food Service Equipment)","True Refrigeration","STR1DT-2HS-HC","STR1DT-2HS-HC",null,"Vertical Solid Door Freezer,Vertical Solid Door Refrigerator","Vertical","Reach-in","Automatic",0,2,2,"Hinged",16.760000000000002,0,16.760000000000002,84.13,27.5,35.22,3.61,"R-290","2018-07-01","2020-02-28","United States, Canada","ES_3320_STR1DT-2HS-HC_03032020082351_9914492"]
[2355694,"True Manufacturing (True Food Service Equipment)","True Refrigeration","STR1DTA-2HS-HC","STR1DTA-2HS-HC",null,"Vertical Solid Door Freezer,Vertical Solid Door Refrigerator","Vertical","Reach-in","Automatic",0,2,2,"Hinged",16.760000000000002,0,16.760000000000002,84.13,27.5,35.22,3.61,"R-290","2018-07-01","2020-02-28","United States, Canada","ES_3320_STR1DTA-2HS-HC_03032020082351_2058527"]
[2355493,"True Manufacturing (True Food Service Equipment)","True Refrigeration","STR2F-2S-HC","STR2F-2S-HC",null,"Vertical Solid Door Freezer","Vertical","Reach-in","Automatic",0,2,2,"Hinged",46.86,0,46.86,77.75,52.63,33.75,10.43,"R-290","2018-03-05","2020-03-02","United States, Canada","ES_3320_STR2F-2S-HC_02292020170929_4235803"]
[2355695,"True Manufacturing (True Food Service Equipment)","True Refrigeration","STG1DT-2HS-HC","STG1DT-2HS-HC",null,"Vertical Solid Door Freezer,Vertical Solid Door Refrigerator","Vertical","Reach-in","Automatic",0,2,2,"Hinged",16.760000000000002,0,16.760000000000002,84.13,27.5,35.22,3.61,"R-290","2018-07-01","2020-02-28","United States, Canada","ES_3320_STG1DT-2HS-HC_03032020082351_800271"]
[2355314,"True Manufacturing (True Food Service Equipment)","True Refrigeration","STG1DTA-2HS-HC","STG1DTA-2HS-HC",null,"Vertical Solid Door Freezer,Vertical Solid Door Refrigerator","Vertical","Reach-in","Automatic",0,2,2,"Hinged",16.760000000000002,0,16.760000000000002,84.13,27.5,35.22,3.61,"R-290","2018-07-01","2020-02-28","United States, Canada","ES_3320_STG1DTA-2HS-HC_02262020160930_4833185"]
[2355495,"True Manufacturing (True Food Service Equipment)","True Refrigeration","STG2F-2S-HC","STG2F-2S-HC",null,"Vertical Solid Door Freezer","Vertical","Reach-in","Automatic",0,2,2,"Hinged",46.86,0,46.86,77.75,52.63,33.75,10.43,"R-290","2018-03-05","2020-03-02","United States, Canada","ES_3320_STG2F-2S-HC_02292020170929_7252603"]
[2308695,"Traulsen (A division of ITW Food Equipment Group)","Traulsen","G1200*-eS","G12000-eS",null,"Vertical Solid Door Freezer","Vertical","Reach-in","Automatic",0,2,2,"Hinged",23.37,0,23.37,84,30,35,4.8899999999999997,"R-404A","2017-12-30","2018-01-04","United States, Canada","ES_1019387_G12000-eS_12312017110105_7990381"]
[2308679,"Traulsen (A division of ITW Food Equipment Group)","Traulsen","ALT232WUT-FHS-eS","RLT232WUT-FHS-eS",null,"Vertical Solid Door Freezer","Vertical","Reach-in","Manual",0,2,2,"Hinged",50.53,0,50.53,84,58,35,11.03,"R-404A","2017-12-30","2018-01-04","United States, Canada","ES_1019387_RLT232WUT-FHS-eS_12312017105905_4901086"]
[2308675,"Traulsen (A division of ITW Food Equipment Group)","Traulsen","ALT332WUT-FHS-eS","RLT332WUT-FHS-eS",null,"Vertical Solid Door Freezer","Vertical","Reach-in","Automatic",0,3,3,"Hinged",77.45,0,77.45,87,58,35,14.66,"R-404A","2017-12-30","2018-01-04","United States, Canada","ES_1019387_RLT332WUT-FHS-eS_12312017110400_6284143"]
[2302431,"The Delfield Company (A division of Welbilt)","Delfield","GAFPT2P-S*******","GAFPT2P-S*******",null,"Vertical Solid Door Freezer","Vertical","Solid Door Freezer Cabinet","Automatic",0,4,4,"Hinged",49.93,0,49.93,79.5,55.2,34.799999999999997,9.34,"R-290","2017-04-01","2017-08-22","United States, Canada","ES_42794_CSFPT2P-S_07252017104224_651819"]
[2311158,"The Delfield Company (A division of Welbilt)","Delfield","GAFPT2P-SH******","GAFPT2P-SH******",null,"Vertical Solid Door Freezer","Vertical","Pass-through","Automatic",0,8,8,"Hinged",49.38,0,49.38,79.5,55.22,34.75,11.33,"R-290","2018-05-01","2018-03-02","United States, Canada","ES_42794_GAFPT2P-SH_02272018165814_8455316"]
[2302433,"The Delfield Company (A division of Welbilt)","Delfield","GAFRI1P-S*******","GAFRI1P-S*******",null,"Vertical Solid Door Freezer","Vertical","Solid Door Freezer Cabinet","Automatic",0,1,1,"Hinged",37.14,0,37.14,89,34,34,7.61,"R-290","2017-04-01","2017-08-22","United States, Canada","ES_42794_CSFRI1P-S_07312017133917_7297174"]
[2302435,"The Delfield Company (A division of Welbilt)","Delfield","GAFRI2P-S*******","GAFRI2P-S*******",null,"Vertical Solid Door Freezer","Vertical","Solid Door Freezer Cabinet","Automatic",0,2,2,"Hinged",76.34,0,76.34,89,66,34,14.34,"R-290","2017-04-01","2017-08-22","United States, Canada","ES_42794_CSFRI2P-S_07312017132538_3756372"]
[2290697,"The Delfield Company (A division of Welbilt)","Delfield","GCF1P-SH********","GCF1P-SH********",null,"Vertical Solid Door Freezer","Vertical","Commercial Solid Door Freezer","Automatic",0,2,2,"Hinged",21.46,0,21.46,79.5,27.5,27.25,4.45,"R-290","2017-02-01","2017-02-15","United States, Canada","ES_42794_GCF1P-SH_02142017090721_9058038"]
[2295627,"The Delfield Company (A division of Welbilt)","Delfield","GCF2P-SH********","GCF2P-SH********",null,"Vertical Solid Door Freezer","Vertical","Commercial Solid Door Freezer","Automatic",0,4,4,"Hinged",45.58,0,45.58,79.75,55,27.63,9.69,"R-290","2017-02-02","2017-02-15","United States, Canada","ES_42794_GCF2P-SH_05022017171318_2296106"]
[2289714,"The Delfield Company (A division of Welbilt)","Delfield","GCF3P-S*********","GCF3P-S*********",null,"Vertical Solid Door Freezer","Vertical","Solid Door Commercial Freezer","Automatic",0,3,3,"Hinged",71.22,0,71.22,79.5,82.97,32.44,10.54,"R-290","2017-04-01","2017-01-31","United States, Canada","ES_42794_GCF3P-S_01302017200733_9703943"]
[2289702,"The Delfield Company (A division of Welbilt)","Delfield","GCF3P-SH********","GCF3P-SH********",null,"Vertical Solid Door Freezer","Vertical","Solid Door Commercial Freezer","Automatic",0,6,6,"Hinged",70.81,0,70.81,79.5,82.97,32.44,12.66,"R-290","2017-04-01","2017-01-27","United States, Canada","ES_42794_GCF3P-SH_01302017202742_6922113"]
[2303689,"The Delfield Company (A division of Welbilt)","Delfield","GUF27P-G********","GUF27P-G********",null,"Vertical Transparent Door Freezer","Vertical","Commercial transparent door undercounter freezer cabinet","Automatic",2,0,2,"Hinged",6.06,6.06,0,36,27,31.75,2.97,"R-290","2017-04-01","2017-09-18","United States, Canada","ES_42794_GUF27P-G_09182017102755_2998468"]
[2295810,"The Delfield Company (A division of Welbilt)","Delfield","GUF32P-D********","GUF32P-D********",null,"Vertical Solid Door Freezer","Vertical","Undercounter Freezer","Automatic",0,2,2,"Sliding",7.53,0,7.53,36,32,31.5,2.44,"R-290","2016-11-01","2016-11-22","United States, Canada","ES_42794_GUF32P-D_11152016112850_7306634"]
[2295807,"The Delfield Company (A division of Welbilt)","Delfield","GUF32P-S********","GUF32P-S********",null,"Vertical Solid Door Freezer","Vertical","Solid Door Under Counter Freezer","Automatic",0,1,1,"Hinged",7.53,0,7.53,36,32,31.5,2.1800000000000002,"R-290","2016-11-01","2016-11-16","United States, Canada","ES_42794_GUF32P-S_11152016104112_245782"]
[2355440,"True Manufacturing (True Food Service Equipment)","True Refrigeration","TS-23DT-G-HC~FGD01","TS-23DT-G-HC~FGD01",null,"Vertical Transparent Door Refrigerator,Vertical Transparent Door Freezer","Vertical","Reach-in","Automatic",2,0,2,"Hinged",18.72,18.72,0,78.38,27,29.75,5.04,"R-290","2018-01-01","2020-03-02","United States, Canada","ES_3320_TS-23DT-G-HC~FGD01_02292020093023_9551203"]
[2355437,"True Manufacturing (True Food Service Equipment)","True Refrigeration","TS-23DT-HC","TS-23DT-HC",null,"Vertical Solid Door Refrigerator,Vertical Solid Door Freezer","Vertical","Reach-in","Automatic",0,2,2,"Hinged",18,0,18,78.38,27,29.5,2.82,"R-290","2018-01-01","2020-03-02","United States, Canada","ES_3320_TS-23DT-HC_02292020091236_6927759"]
[2355410,"True Manufacturing (True Food Service Equipment)","True Refrigeration","TS-23F-HC","TS-23F-HC",null,"Vertical Solid Door Freezer","Vertical","Reach-in","Automatic",0,1,1,"Hinged",18.54,0,18.54,78.38,27,29.5,4.2699999999999996,"R-290","2017-08-28","2020-03-02","United States, Canada","ES_3320_TS-23F-HC_02292020080016_4814875"]
[2355338,"True Manufacturing (True Food Service Equipment)","True Refrigeration","TS-49DT-4-HC","TS-49DT-4-HC",null,"Vertical Solid Door Refrigerator,Vertical Solid Door Freezer","Vertical","Reach-in","Automatic",0,4,4,"Hinged",37.020000000000003,0,37.020000000000003,78.38,54.13,29.5,5.89,"R-290","2018-06-01","2020-02-28","United States, Canada","ES_3320_TS-49DT-4-HC_02282020121550_3814660"]
[2355845,"True Manufacturing (True Food Service Equipment)","True Refrigeration","TS-49DT-HC","TS-49DT-HC",null,"Vertical Solid Door Refrigerator,Vertical Solid Door Freezer","Vertical","Reach-in","Automatic",0,2,2,"Hinged",37.19,0,37.19,78.38,54.13,29.5,4.5199999999999996,"R-290","2018-05-01","2020-02-28","United States, Canada","ES_3320_TS-49DT-HC_03032020162400_4117700"]
[2355408,"True Manufacturing (True Food Service Equipment)","True Refrigeration","TS-49F-HC","TS-49F-HC",null,"Vertical Solid Door Freezer","Vertical","Reach-in","Automatic",0,2,2,"Hinged",41.47,0,41.47,78.63,54.13,29.5,8.57,"R-290","2016-02-29","2020-03-02","United States, Canada","ES_3320_TS-49F-HC_02292020081137_8716852"]
[2357409,"True Manufacturing (True Food Service Equipment)","True Refrigeration","TUC-44F-HC","TUC-44F-HC",null,"Vertical Solid Door Freezer","Vertical","Under-counter Unit","Automatic",0,1,1,"Hinged",11.14,0,11.14,29.75,44.5,32.25,3.23,"R-290","2018-02-01","2020-03-31","United States, Canada","ES_3320_TUC-44F-HC_03202020171942_5485193"]
[2357411,"True Manufacturing (True Food Service Equipment)","True Refrigeration","TUC-44F-HC~SPEC3","TUC-44F-HC~SPEC3",null,"Vertical Solid Door Freezer","Vertical","Under-counter Unit","Automatic",0,1,1,"Hinged",11.14,0,11.14,29.75,44.5,32.25,3.23,"R-290","2018-02-01","2020-03-31","United States, Canada","ES_3320_TUC-44F-HC~SPEC3_03202020171942_2712976"]
[2357402,"True Manufacturing (True Food Service Equipment)","True Refrigeration","TUC-48F-ADA-HC","TUC-48F-ADA-HC",null,"Vertical Solid Door Freezer","Vertical","Under-counter Unit","Automatic",0,2,2,"Hinged",12.85,0,12.85,29.75,48.38,30.13,3.56,"R-290","2015-08-11","2020-03-31","United States, Canada","ES_3320_TUC-48F-ADA-HC_03202020170718_1412470"]
[2357403,"True Manufacturing (True Food Service Equipment)","True Refrigeration","TUC-48F-ADA-HC~SPEC3","TUC-48F-ADA-HC~SPEC3",null,"Vertical Solid Door Freezer","Vertical","Under-counter Unit","Automatic",0,2,2,"Hinged",12.85,0,12.85,29.75,48.38,30.13,3.56,"R-290","2015-08-11","2020-03-31","United States, Canada","ES_3320_TUC-48F-ADA-HC~SPEC3_03202020170718_8790689"]
[2357400,"True Manufacturing (True Food Service Equipment)","True Refrigeration","TUC-48F-HC","TUC-48F-HC",null,"Vertical Solid Door Freezer","Vertical","Under-counter Unit","Automatic",0,2,2,"Hinged",12.85,0,12.85,29.75,48.38,30.13,3.56,"R-290","2015-08-11","2020-03-31","United States, Canada","ES_3320_TUC-48F-HC_03202020170718_1708642"]
[2357404,"True Manufacturing (True Food Service Equipment)","True Refrigeration","TUC-48F-HC~SPEC3","TUC-48F-HC~SPEC3",null,"Vertical Solid Door Freezer","Vertical","Under-counter Unit","Automatic",0,2,2,"Hinged",12.85,0,12.85,29.75,48.38,30.13,3.56,"R-290","2015-08-11","2020-03-31","United States, Canada","ES_3320_TUC-48F-HC~SPEC3_03202020170718_7268296"]
[2357405,"True Manufacturing (True Food Service Equipment)","True Refrigeration","TUC-48F-LP-HC","TUC-48F-LP-HC",null,"Vertical Solid Door Freezer","Vertical","Under-counter Unit","Automatic",0,2,2,"Hinged",12.85,0,12.85,29.75,48.38,30.13,3.56,"R-290","2015-08-11","2020-03-31","United States, Canada","ES_3320_TUC-48F-LP-HC_03202020170719_4743136"]
[2357406,"True Manufacturing (True Food Service Equipment)","True Refrigeration","TUC-48F-LP-HC~SPEC3","TUC-48F-LP-HC~SPEC3",null,"Vertical Solid Door Freezer","Vertical","Under-counter Unit","Automatic",0,2,2,"Hinged",12.85,0,12.85,29.75,48.38,30.13,3.56,"R-290","2015-08-11","2020-03-31","United States, Canada","ES_3320_TUC-48F-LP-HC~SPEC3_03202020170719_1419458"]
[2357415,"True Manufacturing (True Food Service Equipment)","True Refrigeration","TUC-27F-ADA-HC","TUC-27F-ADA-HC",null,"Vertical Solid Door Freezer","Vertical","Under-counter Unit","Automatic",0,1,1,"Hinged",7.07,0,7.07,29.75,27.63,30.13,2.2400000000000002,"R-290","2015-03-19","2020-03-31","United States, Canada","ES_3320_TUC-27F-ADA-HC_03302020151507_7511713"]
[2357416,"True Manufacturing (True Food Service Equipment)","True Refrigeration","TUC-27F-ADA-HC~SPEC3","TUC-27F-ADA-HC~SPEC3",null,"Vertical Solid Door Freezer","Vertical","Under-counter Unit","Automatic",0,1,1,"Hinged",7.07,0,7.07,29.75,27.63,30.13,2.2400000000000002,"R-290","2015-03-19","2020-03-31","United States, Canada","ES_3320_TUC-27F-ADA-HC~SPEC3_03302020151507_3790078"]
[2357414,"True Manufacturing (True Food Service Equipment)","True Refrigeration","TUC-27F-HC","TUC-27F-HC",null,"Vertical Solid Door Freezer","Vertical","Under-counter Unit","Automatic",0,1,1,"Hinged",7.07,0,7.07,29.75,27.63,30.13,2.2400000000000002,"R-290","2015-03-19","2020-03-31","United States, Canada","ES_3320_TUC-27F-HC_03302020151507_1367151"]
[2357417,"True Manufacturing (True Food Service Equipment)","True Refrigeration","TUC-27F-HC~SPEC3","TUC-27F-HC~SPEC3",null,"Vertical Solid Door Freezer","Vertical","Under-counter Unit","Automatic",0,1,1,"Hinged",7.07,0,7.07,29.75,27.63,30.13,2.2400000000000002,"R-290","2015-03-19","2020-03-31","United States, Canada","ES_3320_TUC-27F-HC~SPEC3_03302020151508_352250"]
[2357418,"True Manufacturing (True Food Service Equipment)","True Refrigeration","TUC-27F-LP-HC","TUC-27F-LP-HC",null,"Vertical Solid Door Freezer","Vertical","Under-counter Unit","Automatic",0,1,1,"Hinged",7.07,0,7.07,29.75,27.63,30.13,2.2400000000000002,"R-290","2015-03-19","2020-03-31","United States, Canada","ES_3320_TUC-27F-LP-HC_03302020151508_336398"]
[2357419,"True Manufacturing (True Food Service Equipment)","True Refrigeration","TUC-27F-LP-HC~SPEC3","TUC-27F-LP-HC~SPEC3",null,"Vertical Solid Door Freezer","Vertical","Under-counter Unit","Automatic",0,1,1,"Hinged",7.07,0,7.07,29.75,27.63,30.13,2.2400000000000002,"R-290","2015-03-19","2020-03-31","United States, Canada","ES_3320_TUC-27F-LP-HC~SPEC3_03302020151508_157861"]
[2355435,"True Manufacturing (True Food Service Equipment)","True Refrigeration","T-12FG-HC~FGD01","T-12FG-HC~FGD01",null,"Vertical Transparent Door Freezer","Vertical","Reach-in","Automatic",1,0,1,"Hinged",10.43,10.43,0,63,27.88,23.25,4.59,"R-290","2017-05-15","2020-03-02","United States, Canada","ES_3320_T-12FG-HC~FGD01_02292020085557_9638788"]
[2355411,"True Manufacturing (True Food Service Equipment)","True Refrigeration","T-19F-HC","T-19F-HC",null,"Vertical Solid Door Freezer","Vertical","Reach-in","Automatic",0,1,1,"Hinged",14.79,0,14.79,75.25,27,24.5,3.89,"R-290","2017-06-05","2020-03-02","United States, Canada","ES_3320_T-19F-HC_02292020074907_1191675"]
[2355412,"True Manufacturing (True Food Service Equipment)","True Refrigeration","T-19FZ-HC","T-19FZ-HC",null,"Vertical Solid Door Freezer","Vertical","Reach-in","Automatic",0,1,1,"Hinged",14.79,0,14.79,75.25,27,24.5,3.89,"R-290","2017-06-05","2020-03-02","United States, Canada","ES_3320_T-19FZ-HC_02292020074907_4429438"]
[2355439,"True Manufacturing (True Food Service Equipment)","True Refrigeration","T-23DT-G-HC~FGD01","T-23DT-G-HC~FGD01",null,"Vertical Transparent Door Refrigerator,Vertical Transparent Door Freezer","Vertical","Reach-in","Automatic",2,0,2,"Hinged",18.72,18.72,0,78.38,27,29.75,5.04,"R-290","2018-01-01","2020-03-02","United States, Canada","ES_3320_T-23DT-G-HC~FGD01_02292020093023_2264825"]
[2355436,"True Manufacturing (True Food Service Equipment)","True Refrigeration","T-23DT-HC","T-23DT-HC",null,"Vertical Solid Door Refrigerator,Vertical Solid Door Freezer","Vertical","Reach-in","Automatic",0,2,2,"Hinged",18,0,18,78.38,27,29.5,2.82,"R-290","2018-01-01","2020-03-02","United States, Canada","ES_3320_T-23DT-HC_02292020091236_7445642"]
[2355409,"True Manufacturing (True Food Service Equipment)","True Refrigeration","T-23F-HC","T-23F-HC",null,"Vertical Solid Door Freezer","Vertical","Reach-in","Automatic",0,1,1,"Hinged",18.54,0,18.54,78.38,27,29.5,4.2699999999999996,"R-290","2017-08-28","2020-03-02","United States, Canada","ES_3320_T-23F-HC_02292020080015_1707727"]
[2355337,"True Manufacturing (True Food Service Equipment)","True Refrigeration","T-49DT-4-HC","T-49DT-4-HC",null,"Vertical Solid Door Refrigerator,Vertical Solid Door Freezer","Vertical","Reach-in","Automatic",0,4,4,"Hinged",37.020000000000003,0,37.020000000000003,78.38,54.13,29.5,5.89,"R-290","2018-06-01","2020-02-28","United States, Canada","ES_3320_T-49DT-4-HC_02272020153551_1048700"]
[2355330,"True Manufacturing (True Food Service Equipment)","True Refrigeration","T-49DT-HC","T-49DT-HC",null,"Vertical Solid Door Refrigerator,Vertical Solid Door Freezer","Vertical","Reach-in","Automatic",0,2,2,"Hinged",37.19,0,37.19,78.38,54.13,29.5,4.5199999999999996,"R-290","2018-05-01","2020-02-28","United States, Canada","ES_3320_T-49DT-HC_02272020151434_5133783"]
[2355407,"True Manufacturing (True Food Service Equipment)","True Refrigeration","T-49F-HC","T-49F-HC",null,"Vertical Solid Door Freezer","Vertical","Reach-in","Automatic",0,2,2,"Hinged",41.47,0,41.47,78.63,54.13,29.5,8.57,"R-290","2016-02-29","2020-03-02","United States, Canada","ES_3320_T-49F-HC_02292020081137_6001703"]
[2300596,"Turbo Air Inc.","Turbo Air","MUF-48-N","MUF-48-N",null,"Vertical Solid Door Freezer","Vertical","Reach-in","Automatic",0,2,2,"Hinged",12.86,0,12.86,36.130000000000003,48.13,30,3.09,"R-290","2017-06-30","2017-07-26","United States","ES_1002831_MUF-48-N_06232017165503_9752923"]
[2323774,"Turbo Air Inc.","Turbo Air","PRO-26-2F-N","PRO-26-2F-N",null,"Vertical Solid Door Freezer","Vertical","Reach-in","Automatic",0,2,2,"Hinged",24.53,0,24.53,78,28.88,34,4.6900000000000004,"R-290","2018-07-16","2018-08-01","United States","ES_1002831_PRO-26-2F-N_07202018094808_6591150"]
[2318398,"Turbo Air Inc.","Turbo Air","PRO-26F-N","PRO-26F-N",null,"Vertical Solid Door Freezer","Vertical","Reach-in","Automatic",0,1,1,"Hinged",25.35,0,25.35,78.25,28.75,36,4.51,"R-290","2018-01-24","2018-04-11","United States","ES_1002831_PRO-26F-N_03272018132912_8061029"]
[2332468,"Turbo Air Inc.","Turbo Air","PRO-26F-RI-N","PRO-26F-RI-N",null,"Vertical Solid Door Freezer","Vertical","Roll-in","Automatic",1,0,1,"Hinged",39.99,0,39.99,84,34.130000000000003,37.75,7.64,"R-290","2018-12-27","2019-01-30","United States","ES_1002831_PRO-26F-RI-N_12272018161716_6464197"]
[2323972,"Turbo Air Inc.","Turbo Air","PRO-50-4F-N","PRO-50-4F-N",null,"Vertical Solid Door Freezer","Vertical","Reach-in","Automatic",0,4,4,"Hinged",48.06,0,48.06,83.5,51.75,35,8.89,"R-290","2018-07-16","2018-08-06","United States","ES_1002831_PRO-50-4F-N_07202018101918_9360772"]
[2318400,"Turbo Air Inc.","Turbo Air","PRO-50F-N","PRO-50F-N",null,"Vertical Solid Door Freezer","Vertical","Reach-in","Automatic",0,2,2,"Hinged",48.36,0,48.36,83,51.75,33.75,8.42,"R-290","2018-01-24","2018-04-11","United States","ES_1002831_PRO-50F-N_03292018102132_3427240"]
[2339520,"Turbo Air Inc.","Turbo Air","TGF-23SDH*-N","TGF-23SDH*-N",null,"Vertical Transparent Door Freezer","Vertical","Reach-in","Automatic",1,0,1,"Hinged",17.940000000000001,17.940000000000001,0,77,27,31,6.36,"R-290","2019-06-12","2019-06-05","United States, Canada","ES_1002831_TGF-23SDH*-N_06102019023902_80002176"]
[2365091,"Turbo Air Inc.","Turbo Air","TGF-23SDH*-N-L","TGF-23SDH*-N-L",null,"Vertical Transparent Door Freezer","Vertical","Reach-in","Automatic",1,0,1,"Hinged",17.940000000000001,17.940000000000001,0,77,27,31,6.36,"R-290","2020-08-28","2020-08-25","United States, Canada","ES_1002831_TGF-23SDH*-N-L_08262020051618_580053707"]
[2337182,"Turbo Air Inc.","Turbo Air","TGF-23SD*-N","TGF-23SD*-N",null,"Vertical Transparent Door Freezer","Vertical","Reach-in","Automatic",1,0,1,"Hinged",17.989999999999998,17.989999999999998,0,78,27,28,6.08,"R-290","2019-04-24","2019-04-23","United States, Canada","ES_1002831_TGF-23SD*-N_04242019124423_70221423"]
[2337537,"Turbo Air Inc.","Turbo Air","TGF-35SDH*-N","TGF-35SDH*-N",null,"Vertical Transparent Door Freezer","Vertical","Reach-in","Automatic",2,0,2,"Hinged",30.94,30.94,0,77,40,32,9.44,"R-290","2019-04-25","2019-04-23","United States, Canada","ES_1002831_TGF-35SDH*-N_04302019011523_80001190"]
[2337183,"Turbo Air Inc.","Turbo Air","TGF-47SDH*-N","TGF-47SDH*-N",null,"Vertical Transparent Door Freezer","Vertical","Reach-in","Automatic",2,0,2,"Hinged",42.12,42.12,0,77,52,32,11.36,"R-290","2019-04-24","2019-04-23","United States, Canada","ES_1002831_TGF-47SDH*-N_04242019124423_70221423"]
[2337538,"Turbo Air Inc.","Turbo Air","TGF-47SD*-N","TGF-47SD*-N",null,"Vertical Transparent Door Freezer","Vertical","Reach-in","Automatic",2,0,2,"Hinged",39,39,0,78,55,28,11.35,"R-290","2019-04-25","2019-04-23","United States, Canada","ES_1002831_TGF-47SD*-N_04302019011523_80001190"]
[2339516,"Turbo Air Inc.","Turbo Air","TGIM-23H*-N","TGIM-23H*-N",null,"Vertical Transparent Door Freezer","Vertical","Reach-in","Automatic",1,0,1,"Hinged",17.3,17.3,0,78,27,28,5.26,"R-290","2019-06-12","2019-06-05","United States, Canada","ES_1002831_TGIM-23H*-N_06102019114738_80005552"]
[2362374,"Turbo Air Inc.","Turbo Air","TGIM-23H*-N-L","TGIM-23H*-N-L",null,"Vertical Transparent Door Freezer","Vertical","Reach-in","Automatic",1,0,1,"Hinged",17.3,17.3,0,78,27,28,5.26,"R-290","2020-07-08","2020-07-02","United States, Canada","ES_1002831_TGIM-23H*-N-L_07032020033820_80047326"]
[2337536,"Turbo Air Inc.","Turbo Air","TGIM-23*-N","TGIM-23*-N",null,"Vertical Transparent Door Freezer","Vertical","Reach-in","Automatic",1,0,1,"Hinged",17.7,17.7,0,78,27,28,5.5,"R-290","2019-04-25","2019-04-23","United States, Canada","ES_1002831_TGIM-23*-N_04302019011523_80001190"]
[2347926,"Turbo Air Inc.","Turbo Air","TSF-23GSD-N","TSF-23GSD-N",null,"Vertical Transparent Door Freezer","Vertical","Reach-in","Automatic",1,0,1,"Hinged",19.13,19.13,0,78,27,31,5.26,"R-290","2019-10-07","2019-10-07","United States, Canada","ES_1002831_TSF-23GSD-N_10072019102023_80017009"]
[2300546,"Turbo Air Inc.","Turbo Air","TSF-23SD-N","TSF-23SD-N",null,"Vertical Solid Door Freezer","Vertical","Reach-in","Automatic",0,1,1,"Hinged",19.03,0,19.03,78,27,31,3.44,"R-290","2017-07-19","2017-07-19","United States, Canada","ES_1002831_TSF-23SD-N_07252017035215_70147570"]
[2312542,"Turbo Air Inc.","Turbo Air","TSF-23SD-N-L","TSF-23SD-N-L",null,"Vertical Solid Door Freezer","Vertical","Reach-in","Automatic",0,1,1,"Hinged",19.03,0,19.03,78,27,31,3.44,"R-290","2018-03-08","2018-03-08","United States, Canada","ES_1002831_TSF-23SD-N-L_03092018115151_70176389"]
[2347203,"Turbo Air Inc.","Turbo Air","TSF-35SDN-N","TSF-35SDN-N",null,"Vertical Solid Door Freezer","Vertical","Reach-in","Automatic",0,2,2,"Hinged",29.19,0,29.19,78,40,31,5.43,"R-290","2019-09-30","2019-09-26","United States, Canada","ES_1002831_TSF-35SDN-N_09262019122543_80015856"]
[2300547,"Turbo Air Inc.","Turbo Air","TSF-49SD-N","TSF-49SD-N",null,"Vertical Solid Door Freezer","Vertical","Reach-in","Automatic",0,2,2,"Hinged",39.9,0,39.9,78,55,31,5.3,"R-290","2017-07-19","2017-07-19","United States, Canada","ES_1002831_TSF-49SD-N_07252017035215_70147570"]
[2300548,"Turbo Air Inc.","Turbo Air","TSF-72SD-N","TSF-72SD-N",null,"Vertical Solid Door Freezer","Vertical","Reach-in","Automatic",0,3,3,"Hinged",63.8,0,63.8,78,82,31,7.59,"R-290","2017-07-19","2017-07-19","United States, Canada","ES_1002831_TSF-72SD-N_07252017035215_70147570"]
[2357420,"True Manufacturing (True Food Service Equipment)","True Refrigeration","TWT-27F-HC","TWT-27F-HC",null,"Vertical Solid Door Freezer","Vertical","Under-counter Unit","Automatic",0,1,1,"Hinged",7.07,0,7.07,29.75,27.63,30.13,2.2400000000000002,"R-290","2015-03-19","2020-03-31","United States, Canada","ES_3320_TWT-27F-HC_03302020151508_2294028"]
[2357421,"True Manufacturing (True Food Service Equipment)","True Refrigeration","TWT-27F-HC~SPEC3","TWT-27F-HC~SPEC3",null,"Vertical Solid Door Freezer","Vertical","Under-counter Unit","Automatic",0,1,1,"Hinged",7.07,0,7.07,29.75,27.63,30.13,2.2400000000000002,"R-290","2015-03-19","2020-03-31","United States, Canada","ES_3320_TWT-27F-HC~SPEC3_03302020151508_3582676"]
[2357412,"True Manufacturing (True Food Service Equipment)","True Refrigeration","TWT-44F-HC","TWT-44F-HC",null,"Vertical Solid Door Freezer","Vertical","Under-counter Unit","Automatic",0,1,1,"Hinged",11.14,0,11.14,29.75,44.5,32.25,3.23,"R-290","2018-02-01","2020-03-31","United States, Canada","ES_3320_TWT-44F-HC_03202020171942_6306253"]
[2357407,"True Manufacturing (True Food Service Equipment)","True Refrigeration","TWT-48F-HC","TWT-48F-HC",null,"Vertical Solid Door Freezer","Vertical","Under-counter Unit","Automatic",0,2,2,"Hinged",12.85,0,12.85,29.75,48.38,30.13,3.56,"R-290","2015-08-11","2020-03-31","United States, Canada","ES_3320_TWT-48F-HC_03202020170719_3672812"]
[2357408,"True Manufacturing (True Food Service Equipment)","True Refrigeration","TWT-48F-HC~SPEC3","TWT-48F-HC~SPEC3",null,"Vertical Solid Door Freezer","Vertical","Under-counter Unit","Automatic",0,2,2,"Hinged",12.85,0,12.85,29.75,48.38,30.13,3.56,"R-290","2015-08-11","2020-03-31","United States, Canada","ES_3320_TWT-48F-HC~SPEC3_03202020170719_1594609"]
[2364653,"Turbo Air Inc.","Turbo Air","EF19-1-N-V","EF19-1-N-V",null,"Vertical Solid Door Freezer","Vertical","Reach-in","Automatic",0,1,1,"Hinged",18.46,0,18.46,73,26,32,4.25,"R-290","2020-08-15","2020-08-13","United States, Canada","ES_1002831_EF19-1-N-V_08162020042534_80052295"]
[2364654,"Turbo Air Inc.","Turbo Air","EF47-2-N-V","EF47-2-N-V",null,"Vertical Solid Door Freezer","Vertical","Reach-in","Automatic",0,2,2,"Hinged",42.27,0,42.27,78,52,31,6.74,"R-290","2020-08-15","2020-08-13","United States, Canada","ES_1002831_EF47-2-N-V_08162020042534_80052295"]
[2350749,"Turbo Air Inc.","Turbo Air","M3F19-1-N","M3F19-1-N",null,"Vertical Solid Door Freezer","Vertical","Reach-in","Automatic",0,1,1,"Hinged",18.440000000000001,0,18.440000000000001,72.05,25.2,31.5,3.76,"R-290","2019-11-28","2019-12-04","United States","ES_1002831_M3F19-1-N_11282019145056_7587243"]
[2309338,"Turbo Air Inc.","Turbo Air","M3F24-1-N","M3F24-1-N",null,"Vertical Solid Door Freezer","Vertical","Reach-in","Automatic",0,1,1,"Hinged",21.98,0,21.98,77.95,28.74,30.71,4.2699999999999996,"R-290","2018-01-02","2018-01-02","United States","ES_1002831_M3F24-1-N_01042018130958_5947992"]
[2309339,"Turbo Air Inc.","Turbo Air","M3F24-2-N","M3F24-2-N",null,"Vertical Solid Door Freezer","Vertical","Reach-in","Automatic",0,2,2,"Hinged",21.7,0,21.7,77.95,28.74,30.71,4.05,"R-290","2018-01-02","2018-01-02","United States","ES_1002831_M3F24-2-N_01042018132002_8754541"]
[2309346,"Turbo Air Inc.","Turbo Air","M3F47-2-N","M3F47-2-N",null,"Vertical Solid Door Freezer","Vertical","Reach-in","Automatic",0,2,2,"Hinged",42.75,0,42.75,77.95,51.77,30.71,6.61,"R-290","2018-01-02","2018-01-02","United States","ES_1002831_M3F47-2-N_01042018132131_221673"]
[2302158,"Turbo Air Inc.","Turbo Air","M3F47-4-N","M3F47-4-N",null,"Vertical Solid Door Freezer","Vertical","Reach-in","Automatic",0,4,4,"Hinged",42.1,0,42.1,77.95,51.77,30.71,6.66,"R-290","2017-08-01","2017-08-03","United States","ES_1002831_M3F47-4-N_08022017141922_9921228"]

{"sheet":"Steam_Cookers_Q","index":31,"n_rows":147,"n_cols":11,"rows_kept":147,"cut":false,"hidden":true,"merged":[]}
["pd_id","energy_star_partner","brand_name","model_name","model_number","additional_model_information","method_of_steam_generation","pan_capacity","primary_fuel_source","cooking_energy_efficiency","idle_energy_rate_electric_watts"]
[2345557,"Hobart Corporation (A division of ITW Food Equipment Group)","Hobart","HC24EO5AF","HC24EO5AF",null,"Boilerless",5,"Electric",69,310]
[2345558,"Vulcan (A division of ITW Food Equipment Group)","Vulcan","C24EO5AF","C24EO5AF",null,"Boilerless",5,"Electric",69,310]
[2357310,"Crown Food Service Equipment","Crown Food Service","EPX-3","EPX-3",null,"Boilerless",3,"Electric",63,130]
[2357311,"Crown Food Service Equipment","Crown Food Service","EPX-5","EPX-5",null,"Boilerless",5,"Electric",68,220]
[2357328,"Crown Food Service Equipment","Crown Food Service","EPXN-3","EPXN-3",null,"Boilerless",3,"Electric",75,130]
[2357329,"Crown Food Service Equipment","Crown Food Service","EPXN-5","EPXN-5",null,"Boilerless",5,"Electric",75,230]
[2370989,"Accutemp Products, Inc.","AccuTemp","E32083E15000200","E32083E15000200",null,"Boilerless",3,"Electric",53,235]
[2372833,"Accutemp Products, Inc.","AccuTemp","E32081D060","E32081D060",null,"Boilerless",3,"Electric",53,235]
[2372834,"Accutemp Products, Inc.","AccuTemp","E32083E150","E32083E150",null,"Boilerless",3,"Electric",53,235]
[2372835,"Accutemp Products, Inc.","AccuTemp","E32083E080","E32083E080",",,dual voltage pair","Boilerless",3,"Electric",53,235]
[2372836,"Accutemp Products, Inc.","AccuTemp","E32301D070","E32301D070",null,"Boilerless",3,"Electric",53,235]
[2372837,"Accutemp Products, Inc.","AccuTemp","E34403E120","E34403E120",null,"Boilerless",3,"Electric",53,235]
[2372838,"Accutemp Products, Inc.","AccuTemp","E32401E060","E32401E060",null,"Boilerless",3,"Electric",53,235]
[2372839,"Accutemp Products, Inc.","AccuTemp","E32403D110","E32403D110",null,"Boilerless",3,"Electric",53,235]
[2372840,"Accutemp Products, Inc.","AccuTemp","E34803D140","E34803D140",null,"Boilerless",3,"Electric",53,235]
[2372841,"Accutemp Products, Inc.","AccuTemp","E32301E070","E32301E070",null,"Boilerless",3,"Electric",53,235]
[2372842,"Accutemp Products, Inc.","AccuTemp","E32401D060","E32401D060",null,"Boilerless",3,"Electric",53,235]
[2372843,"Accutemp Products, Inc.","AccuTemp","E34403D120","E34403D120",null,"Boilerless",3,"Electric",53,235]
[2372844,"Accutemp Products, Inc.","AccuTemp","E32081E060","E32081E060",null,"Boilerless",3,"Electric",53,235]
[2372845,"Accutemp Products, Inc.","AccuTemp","E32083D080","E32083D080",",,dual voltage pair","Boilerless",3,"Electric",53,235]
[2372846,"Accutemp Products, Inc.","AccuTemp","E32083D150","E32083D150",null,"Boilerless",3,"Electric",53,235]
[2372847,"Accutemp Products, Inc.","AccuTemp","E32403E110","E32403E110",null,"Boilerless",3,"Electric",53,235]
[2372848,"Accutemp Products, Inc.","AccuTemp","E34803E140","E34803E140",null,"Boilerless",3,"Electric",53,235]
[2459990,"Vulcan (A division of ITW Food Equipment Group)","Vulcan","C24ET10-LWE","C24ET10-LWE",null,"Boilerless",10,"Electric",67,312]
[2459991,"Vulcan (A division of ITW Food Equipment Group)","Vulcan","HC24ET10-LWE","HC24ET10-LWE",null,"Boilerless",10,"Electric",67,312]
[2459992,"Vulcan (A division of ITW Food Equipment Group)","Vulcan","C24ET6-LWE","C24ET6-LWE",null,"Boilerless",6,"Electric",59,300]
[2459993,"Vulcan (A division of ITW Food Equipment Group)","Vulcan","HC24ET6-LWE","HC24ET6-LWE",null,"Boilerless",6,"Electric",59,300]
[1907518,"Accutemp Products, Inc.","AccuTemp","Evolution","E62081D060",null,"Boilerless",6,"Electric",61,300]
[1907519,"Accutemp Products, Inc.","AccuTemp","Evolution","E62081E060",null,"Boilerless",6,"Electric",61,300]
[1907520,"Accutemp Products, Inc.","AccuTemp","Evolution","E62083D100",null,"Boilerless",6,"Electric",61,300]
[1907521,"Accutemp Products, Inc.","AccuTemp","Evolution","E62083D150",null,"Boilerless",6,"Electric",61,300]
[1907522,"Accutemp Products, Inc.","AccuTemp","Evolution","E62083D170",null,"Boilerless",6,"Electric",66,190]
[1907523,"Accutemp Products, Inc.","AccuTemp","Evolution","E62083E100",null,"Boilerless",6,"Electric",61,300]
[1907524,"Accutemp Products, Inc.","AccuTemp","Evolution","E62083E150",null,"Boilerless",6,"Electric",61,300]
[1907525,"Accutemp Products, Inc.","AccuTemp","Evolution","E62083E170",null,"Boilerless",6,"Electric",66,190]
[1907526,"Accutemp Products, Inc.","AccuTemp","Evolution","E62301D070",null,"Boilerless",6,"Electric",61,300]
[1907528,"Accutemp Products, Inc.","AccuTemp","Evolution","E62401D060",null,"Boilerless",6,"Electric",61,300]
[1907529,"Accutemp Products, Inc.","AccuTemp","Evolution","E62401E060",null,"Boilerless",6,"Electric",61,300]
[1907530,"Accutemp Products, Inc.","AccuTemp","Evolution","E62403D110",",E62083D080,","Boilerless",6,"Electric",61,300]
[1907531,"Accutemp Products, Inc.","AccuTemp","Evolution","E62403D130",null,"Boilerless",6,"Electric",61,300]
[1907532,"Accutemp Products, Inc.","AccuTemp","Evolution","E62403E110",",E62083E080,","Boilerless",6,"Electric",61,300]
[1907533,"Accutemp Products, Inc.","AccuTemp","Evolution","E62403E130",null,"Boilerless",6,"Electric",61,300]
[1907534,"Accutemp Products, Inc.","AccuTemp","Evolution","E63805D090",null,"Boilerless",6,"Electric",61,300]
[1907535,"Accutemp Products, Inc.","AccuTemp","Evolution","E63805E090",null,"Boilerless",6,"Electric",61,300]
[1907536,"Accutemp Products, Inc.","AccuTemp","Evolution","E64005D100",null,"Boilerless",6,"Electric",61,300]
[1907537,"Accutemp Products, Inc.","AccuTemp","Evolution","E64005E100",null,"Boilerless",6,"Electric",61,300]
[1907538,"Accutemp Products, Inc.","AccuTemp","Evolution","E64155D110",null,"Boilerless",6,"Electric",61,300]
[1907539,"Accutemp Products, Inc.","AccuTemp","Evolution","E64155E110",null,"Boilerless",6,"Electric",61,300]
[1907540,"Accutemp Products, Inc.","AccuTemp","Evolution","E64403D120",null,"Boilerless",6,"Electric",61,300]
[1907541,"Accutemp Products, Inc.","AccuTemp","Evolution","E64403E120",null,"Boilerless",6,"Electric",61,300]
[1907542,"Accutemp Products, Inc.","AccuTemp","Evolution","E64803D140",null,"Boilerless",6,"Electric",61,300]
[1907543,"Accutemp Products, Inc.","AccuTemp","Evolution","E64803E140",null,"Boilerless",6,"Electric",61,300]
[1907544,"Accutemp Products, Inc.","AccuTemp","Evolution","N61201D060",null,"Boilerless",6,"Gas",43]
[1907545,"Accutemp Products, Inc.","AccuTemp","Evolution","N61201E060",null,"Boilerless",6,"Gas",43]
[1907547,"Accutemp Products, Inc.","AccuTemp","Evolution","P61201D060",null,"Boilerless",6,"Gas",43]
[1907550,"Cleveland Range (A division of Welbilt)","Cleveland Range LLC","SteamChef 3","22CET3.1",null,"Boilerless",3,"Electric",67,310]
[1907551,"Cleveland Range (A division of Welbilt)","Cleveland Range LLC","SteamChef 6","22CET6.1",null,"Boilerless",6,"Electric",64,390]
[1907552,"Cleveland Range (A division of Welbilt)","Cleveland Range LLC","SteamChef 3","22CGT3.1",null,"Boilerless",3,"Gas",39]
[1907553,"Cleveland Range (A division of Welbilt)","Cleveland Range LLC","SteamChef 6","22CGT6.1",null,"Boilerless",6,"Gas",43]
[1907554,"Vulcan (A division of ITW Food Equipment Group)","Vulcan","C24EO3","C24EO3",null,"Boilerless",3,"Electric",74,259]
[1907555,"Vulcan (A division of ITW Food Equipment Group)","Vulcan","C24EO5","C24EO5",null,"Boilerless",5,"Electric",77,382]
[1907558,"Vulcan (A division of ITW Food Equipment Group)","Hobart","HC24EO3","HC24EO3",null,"Boilerless",3,"Electric",74,259]
[1907559,"Vulcan (A division of ITW Food Equipment Group)","Hobart","HC24EO5","HC24EO5",null,"Boilerless",5,"Electric",77,382]
[1907562,"Accutemp Products, Inc.","AccuTemp","Evolution","P61201E060",null,"Boilerless",6,"Gas",43]
[1907563,"Accutemp Products, Inc.","AccuTemp","Steam 'N' Hold","S32081D060",null,"Boilerless",3,"Electric",55,300]
[1907564,"Accutemp Products, Inc.","AccuTemp","Steam 'N' Hold","S32081E060",null,"Boilerless",3,"Electric",55,300]
[1907565,"Accutemp Products, Inc.","AccuTemp","Steam 'N' Hold","S32083D100",null,"Boilerless",3,"Electric",55,300]
[1907566,"Accutemp Products, Inc.","AccuTemp","Steam 'N' Hold","S32083D120",null,"Boilerless",3,"Electric",60,200]
[1907567,"Accutemp Products, Inc.","AccuTemp","Steam 'N' Hold","S32083E100",null,"Boilerless",3,"Electric",55,300]
[1907568,"Accutemp Products, Inc.","AccuTemp","Steam 'N' Hold","S32083E120",null,"Boilerless",3,"Electric",60,200]
[1907571,"Accutemp Products, Inc.","AccuTemp","Steam 'N' Hold","S32401D060",null,"Boilerless",3,"Electric",55,300]
[1907572,"Accutemp Products, Inc.","AccuTemp","Steam 'N' Hold","S32401E060",null,"Boilerless",3,"Electric",55,300]
[1907573,"Accutemp Products, Inc.","AccuTemp","Steam 'N' Hold","S32403D110","Steam 'N' Hold,S32083D080,","Boilerless",3,"Electric",55,300]
[1907574,"Accutemp Products, Inc.","AccuTemp","Steam 'N' Hold","S32403D130",null,"Boilerless",3,"Electric",55,300]
[1907575,"Accutemp Products, Inc.","AccuTemp","Steam 'N' Hold","S32403E110",",S32083E080,","Boilerless",3,"Electric",55,300]
[1907576,"Accutemp Products, Inc.","AccuTemp","Steam 'N' Hold","S32403E130",null,"Boilerless",3,"Electric",55,300]
[1907583,"Accutemp Products, Inc.","AccuTemp","Steam 'N' Hold","S34403D090",null,"Boilerless",3,"Electric",55,300]
[1907584,"Accutemp Products, Inc.","AccuTemp","Steam 'N' Hold","S34403E090",null,"Boilerless",3,"Electric",55,300]
[1907585,"Accutemp Products, Inc.","AccuTemp","Steam 'N' Hold","S34803D110",null,"Boilerless",3,"Electric",55,300]
[1907586,"Accutemp Products, Inc.","AccuTemp","Steam 'N' Hold","S34803E110",null,"Boilerless",3,"Electric",55,300]
[1907587,"Accutemp Products, Inc.","AccuTemp","Steam 'N' Hold","S62081D060",null,"Boilerless",6,"Electric",69,300]
[1907588,"Accutemp Products, Inc.","AccuTemp","Steam 'N' Hold","S62081E060",null,"Boilerless",6,"Electric",69,300]
[1907589,"Accutemp Products, Inc.","AccuTemp","Steam 'N' Hold","S62083D080",null,"Boilerless",6,"Electric",67,420]
[1907590,"Accutemp Products, Inc.","AccuTemp","Steam 'N' Hold","S62083D100",null,"Boilerless",6,"Electric",71,330]
[1907591,"Accutemp Products, Inc.","AccuTemp","Steam 'N' Hold","S62083D120",null,"Boilerless",6,"Electric",68,420]
[1907592,"Accutemp Products, Inc.","AccuTemp","Steam 'N' Hold","S62083D150",null,"Boilerless",6,"Electric",62,500]
[1907593,"Accutemp Products, Inc.","AccuTemp","Steam 'N' Hold","S62083D170",null,"Boilerless",6,"Electric",70,160]
[1907594,"Accutemp Products, Inc.","AccuTemp","Steam 'N' Hold","S62083E080",null,"Boilerless",6,"Electric",67,420]
[1907595,"Accutemp Products, Inc.","AccuTemp","Steam 'N' Hold","S62083E100",null,"Boilerless",6,"Electric",71,330]
[1907596,"Accutemp Products, Inc.","AccuTemp","Steam 'N' Hold","S62083E120",null,"Boilerless",6,"Electric",68,420]
[1907597,"Accutemp Products, Inc.","AccuTemp","Steam 'N' Hold","S62083E150",null,"Boilerless",6,"Electric",62,500]
[1907598,"Accutemp Products, Inc.","AccuTemp","Steam 'N' Hold","S62083E170",null,"Boilerless",6,"Electric",70,160]
[1907600,"Accutemp Products, Inc.","AccuTemp","Steam 'N' Hold","S62301E070",null,"Boilerless",6,"Electric",62,500]
[1907601,"Accutemp Products, Inc.","AccuTemp","Steam 'N' Hold","S62401D060",null,"Boilerless",6,"Electric",69,300]
[1907602,"Accutemp Products, Inc.","AccuTemp","Steam 'N' Hold","S62401E060",null,"Boilerless",6,"Electric",69,300]
[1907603,"Accutemp Products, Inc.","AccuTemp","Steam 'N' Hold","S62403D110",null,"Boilerless",6,"Electric",62,500]
[1907604,"Accutemp Products, Inc.","AccuTemp","Steam 'N' Hold","S62403D130",null,"Boilerless",6,"Electric",62,500]
[1907605,"Accutemp Products, Inc.","AccuTemp","Steam 'N' Hold","S62403E110",null,"Boilerless",6,"Electric",62,500]
[1907606,"Accutemp Products, Inc.","AccuTemp","Steam 'N' Hold","S62403E130",null,"Boilerless",6,"Electric",62,500]
[1907613,"Accutemp Products, Inc.","AccuTemp","Steam 'N' Hold","S64403D120",null,"Boilerless",6,"Electric",68,420]
[1907614,"Accutemp Products, Inc.","AccuTemp","Steam 'N' Hold","S64403E120",null,"Boilerless",6,"Electric",68,420]
[1907615,"Accutemp Products, Inc.","AccuTemp","Steam 'N' Hold","S64803D140",null,"Boilerless",6,"Electric",62,500]
[1907616,"Accutemp Products, Inc.","AccuTemp","Steam 'N' Hold","S64803E140",null,"Boilerless",6,"Electric",62,500]
[1907617,"Cleveland Range (A division of Welbilt)","Cleveland Range LLC","1-SCE","1-SCE",null,"Boilerless",5,"Electric",71,567]
[1907618,"Cleveland Range (A division of Welbilt)","Cleveland Range LLC","1-SCEMCS","1-SCEMCS",null,"Boilerless",5,"Electric",71,567]
[1907621,"Market Forge Industries, Inc.","Market Forge","Turbo Steam","TS-3E",null,"Boilerless",3,"Electric",63,130]
[1907622,"Market Forge Industries, Inc.","Market Forge","Turbo Steam","TS-5E",null,"Boilerless",5,"Electric",68,220]
[1907629,"Market Forge Industries, Inc.","Market Forge","Eco-Tech Plus","ETP-10E",null,"Steam Generation",10,"Electric",67,430]
[1907630,"Market Forge Industries, Inc.","Market Forge","Eco-Tech Plus","ETP-10G",null,"Steam Generation",10,"Gas",40]
[1907638,"Cleveland Range (A division of Welbilt)","Cleveland Range LLC","Gemini","24CGA10.2ES",null,"Steam Generation",10,"Gas",45]
[1907639,"Cleveland Range (A division of Welbilt)","Cleveland Range LLC","Gemini","24CGA6.2SES",null,"Steam Generation",6,"Gas",39]
[2232170,"Vulcan (A division of ITW Food Equipment Group)","Vulcan","C24EA3-LWE","C24EA3-LWE",null,"Steam Generation",3,"Electric",55,288.58999999999997]
[2232171,"Hobart Corporation (A division of ITW Food Equipment Group)","Hobart","HC24EA3-LWE","HC24EA3-LWE",null,"Steam Generation",3,"Electric",55,288.58999999999997]
[2232172,"Vulcan (A division of ITW Food Equipment Group)","Vulcan","C24EA5-LWE","C24EA5-LWE",null,"Steam Generation",5,"Electric",61,293.39]
[2232173,"Hobart Corporation (A division of ITW Food Equipment Group)","Hobart","HC24EA5-LWE","HC24EA5-LWE",null,"Steam Generation",5,"Electric",61,293.39]
[2238769,"Vulcan (A division of ITW Food Equipment Group)","Superior","C24EO3","C24EO3",null,"Boilerless",3,"Electric",74,259]
[2238770,"Vulcan (A division of ITW Food Equipment Group)","Superior","C24EO5","C24EO5",null,"Boilerless",5,"Electric",77,382]
[2242220,"Unified Brands, Inc.","Groen","XSG-5","XSG-5",null,"Boilerless",5,"Gas",49]
[2242221,"Unified Brands, Inc.","Groen","VRC-3E","VRC-3E",null,"Boilerless",3,"Electric",70,251]
[2242224,"Unified Brands, Inc.","Groen","VRC-6E","VRC-6E",null,"Boilerless",6,"Electric",76,300]
[2242225,"Unified Brands, Inc.","Groen","XS-208-12-3","XS-208-12-3",null,"Boilerless",6,"Electric",64,200]
[2242226,"Unified Brands, Inc.","Groen","XS-208-14-3","XS-208-14-3",null,"Boilerless",6,"Electric",64,200]
[2242228,"Unified Brands, Inc.","Groen","XS-208-8-1","XS-208-8-1",null,"Boilerless",6,"Electric",64,200]
[2242229,"Unified Brands, Inc.","Groen","XS-208-8-3","XS-208-8-3",null,"Boilerless",6,"Electric",64,200]
[2242230,"Unified Brands, Inc.","Groen","XS-240-12-3","XS-240-12-3",null,"Boilerless",6,"Electric",64,200]
[2242231,"Unified Brands, Inc.","Groen","XS-240-14-3","XS-240-14-3",null,"Boilerless",6,"Electric",64,200]
[2242232,"Unified Brands, Inc.","Groen","XS-240-8-1","XS-240-8-1",null,"Boilerless",6,"Electric",64,200]
[2242233,"Unified Brands, Inc.","Groen","XS-240-8-3","XS-240-8-3",null,"Boilerless",6,"Electric",64,200]
[2242370,"Unified Brands, Inc.","Groen","XS-208-6-1","XS-208-6-1",null,"Boilerless",6,"Electric",64,200]
[2242372,"Unified Brands, Inc.","Groen","XS-240-6-1","XS-240-6-1",null,"Boilerless",6,"Electric",64,200]
[2262367,"Market Forge Industries, Inc.","Market Forge","Sirius II-4","Sirius II-4",null,"Boilerless",4,"Gas",49]
[2262368,"Market Forge Industries, Inc.","Market Forge","Sirius II-8","Sirius II-8",null,"Boilerless",8,"Gas",49]
[2262369,"Market Forge Industries, Inc.","Market Forge","Sirius II-10","Sirius II-10",null,"Boilerless",10,"Gas",48]
[2262370,"Market Forge Industries, Inc.","Market Forge","Sirius II-12","Sirius II-12",null,"Boilerless",12,"Gas",47]
[2262371,"Market Forge Industries, Inc.","Market Forge","Sirius II-6","Sirius II-6",null,"Boilerless",6,"Gas",47]
[2272325,"Sterling Manufacturing, LLC","Sterling","STERLING MANUFACTURING LLC","SP208-14-3MF00","STERLING MANUFACTURING LLC,SP208-10-XXXX,; STERLING MANUFACTURING LLC,SP208-12-XXXX,; STERLING MANUFACTURING LLC,SP208-14-XXXX,; STERLING MANUFACTURING LLC,SP208-6-XXXX,; STERLING MANUFACTURING LLC,SP208-8-XXXX,; STERLING MANUFACTURING LLC,SP240-10-XXXX,; STERLING MANUFACTURING LLC,SP240-12-XXXX,; STERLING MANUFACTURING LLC,SP240-14-XXXX,; STERLING MANUFACTURING LLC,SP240-6-XXXX,; STERLING MANUFACTURING LLC,SP240-8-XXXX,; STERLING MANUFACTURING LLC,SP480-12-XXXX,; STERLING MANUFACTURING LLC,SP480-14-XXXX,; STERLING MANUFACTURING LLC,SP480-6-XXXX,; STERLING MANUFACTURING LLC,SP480-8-XXXX,","Boilerless",6,"Electric",79,330]
[2284665,"Vulcan (A division of ITW Food Equipment Group)","Vulcan","C24ET6-LWE","C24ET6-LWE",null,"Steam Generation",6,"Electric",59,300]
[2284676,"Vulcan (A division of ITW Food Equipment Group)","Vulcan","C24ET10-LWE","C24ET10-LWE",null,"Steam Generation",10,"Electric",67,312]
[2307093,"Market Forge Industries, Inc.","Market Forge","Altair II-12","Altair II-12",null,"Boilerless",12,"Electric",62,0.4]
[2307094,"Market Forge Industries, Inc.","Market Forge","Altair II-6","Altair II-6",null,"Boilerless",6,"Electric",60,0.4]
[2307098,"Market Forge Industries, Inc.","Market Forge","Market Forge","Altair II-10",null,"Boilerless",10,"Electric",70,0.33]
[2307099,"Market Forge Industries, Inc.","Market Forge","Altair II-4","Altair II-4",null,"Boilerless",4,"Electric",70,0.33]
[2307100,"Market Forge Industries, Inc.","Market Forge","Altair II-8","Altair II-8",null,"Boilerless",8,"Electric",70,0.33]
[2335085,"Cleveland Range (A division of Welbilt)","Cleveland Range LLC","22CCT6","22CCT6",null,"Steam Generation",6,"Electric",70,670]
[2345537,"Hobart Corporation (A division of ITW Food Equipment Group)","Hobart","HC24EO3AF","HC24EO3AF",null,"Boilerless",3,"Electric",60,230]
[2345538,"Vulcan (A division of ITW Food Equipment Group)","Vulcan","C24EO3AF","C24EO3AF",null,"Boilerless",3,"Electric",60,230]

{"sheet":"Griddles","index":32,"n_rows":9,"n_cols":7,"rows_kept":9,"cut":false,"hidden":false,"merged":[[1,0,1,6]]}
[]
["   Griddles   v.2024"]
["ENERGY STAR® Unique ID","Brand Name","Model Name","Model Number","Additional Model Information","Fuel Type","Incentive"]
[2187665,"Imperial","No name found","ITG-48-E","ITG-48-E, ITG-60-E, ITG-72-E","Electric",260]
[2187666,"Imperial","No name found","ITG-60-E","ITG-48-E, ITG-60-E, ITG-72-E","Electric",260]
[2187667,"Imperial","No name found","ITG-72-E","ITG-48-E, ITG-60-E, ITG-72-E","Electric",390]
[2273007,"AccuTemp","EGF*****24","EGF*****24",null,"Electric",260]
[2273012,"AccuTemp","EGF*****36","EGF*****36","EGF*****48,EGF*****48","Electric",390]
[2273013,"AccuTemp","EGF*****48","EGF*****48",null,"Electric",650]

{"sheet":"Griddles_Q","index":33,"n_rows":25,"n_cols":9,"rows_kept":25,"cut":false,"hidden":true,"merged":[]}
["pd_id","energy_star_partner","brand_name","model_name","model_number","additional_model_information","product_type","fuel_type","cooking_surface_sq_ft"]
[1728315,"Accutemp Products, Inc.","AccuTemp","Accu-Steam","GGF*****24",null,"Single-Sided","Gas",4.8]
[1728316,"Accutemp Products, Inc.","AccuTemp","Accu-Steam","GGF*****36","Accu-Steam,GGF*****48,","Single-Sided","Gas",7.1]
[1728317,"Accutemp Products, Inc.","AccuTemp","Accu-Steam","PGF*****24",null,"Single-Sided","Gas",4.8]
[1728318,"Accutemp Products, Inc.","AccuTemp","Accu-Steam","PGF*****36","Accu-Steam,PGF*****48,","Single-Sided","Gas",7.1]
[2187664,"Imperial Commercial Cooking Equipment","Imperial","No name found","ITG-36-E",",ITG-48-E, ITG-60-E, ITG-72-E,","Single-Sided","Electric",3]
[2187665,"Imperial Commercial Cooking Equipment","Imperial","No name found","ITG-48-E",",ITG-48-E, ITG-60-E, ITG-72-E,","Single-Sided","Electric",4]
[2187666,"Imperial Commercial Cooking Equipment","Imperial","No name found","ITG-60-E",",ITG-48-E, ITG-60-E, ITG-72-E,","Single-Sided","Electric",5]
[2187667,"Imperial Commercial Cooking Equipment","Imperial","No name found","ITG-72-E",",ITG-48-E, ITG-60-E, ITG-72-E,","Single-Sided","Electric",6]
[2210619,"Vulcan (A division of ITW Food Equipment Group)","Vulcan-Hart","VCCG36-IS","VCCG36-IS",",VCCG36-IR,; ,VCCG36-IS,; ,VCCG48-IR,; ,VCCG48-IS,; ,VCCG60-IR,; ,VCCG60-IS,; ,VCCG72-IR,; ,VCCG72-IS,","Single-Sided","Gas",6]
[2210623,"Vulcan (A division of ITW Food Equipment Group)","Vulcan-Hart","VCCG36-AS01","VCCG36-AS01",",VCCG36-AS02,; ,VCCG48-AS01,; ,VCCG48-AS02,; ,VCCG48-SNC1,; ,VCCG48-SNC2,; ,VCCG60-AS01,; ,VCCG60-AS02,; ,VCCG60-SNC1,; ,VCCG60-SNC2,; ,VCCG72-AS01,; ,VCCG72-AS02,; ,VCCG72-SNC1,; ,VCCG72-SNC2,","Single-Sided","Gas",6]
[2210627,"Vulcan (A division of ITW Food Equipment Group)","Vulcan-Hart","VCCG36-IC02","VCCG36-IC02",",VCCG36-IC01,; ,VCCG48-IC01,; ,VCCG48-IC02,; ,VCCG60-IC01,; ,VCCG60-IC02,","Single-Sided","Gas",6]
[2273007,"Accutemp Products, Inc.","AccuTemp","EGF*****24","EGF*****24",null,"Single-Sided","Electric",5]
[2273012,"Accutemp Products, Inc.","AccuTemp","EGF*****36","EGF*****36","EGF*****48,EGF*****48,","Single-Sided","Electric",7.5]
[2273013,"Accutemp Products, Inc.","AccuTemp","EGF*****48","EGF*****48",null,"Single-Sided","Electric",10]
[2279055,"Vulcan (A division of ITW Food Equipment Group)","Vulcan-Hart","Gas Griddle","VCCG24-IC02",",VCCG24-IC01,","Single-Sided","Gas",4]
[2366458,"Imperial Commercial Cooking Equipment","Imperial","IHEG-36-J","IHEG-36-J","IHEG-36-J,IHEG-48-J,","Single-Sided","Gas",6]
[2366459,"Imperial Commercial Cooking Equipment","Imperial","IHEG-48-J","IHEG-48-J",null,"Single-Sided","Gas",6]
[2366460,"Imperial Commercial Cooking Equipment","Imperial","IHEG-60-J","IHEG-60-J",null,"Single-Sided","Gas",6]
[2366461,"Imperial Commercial Cooking Equipment","Imperial","IHEG-72-J","IHEG-72-J",null,"Single-Sided","Gas",6]
[2366462,"Imperial Commercial Cooking Equipment","Imperial","IHEG-36-JS","IHEG-36-JS",null,"Single-Sided","Gas",6]
[2366463,"Imperial Commercial Cooking Equipment","Imperial","IHEG-48-JS","IHEG-48-JS",null,"Single-Sided","Gas",6]
[2366464,"Imperial Commercial Cooking Equipment","Imperial","IHEG-60-JS","IHEG-60-JS",null,"Single-Sided","Gas",6]
[2366465,"Imperial Commercial Cooking Equipment","Imperial","IHEG-72-JS","IHEG-72-JS",null,"Single-Sided","Gas",6]
[2390383,"Vulcan (A division of ITW Food Equipment Group)","Vulcan-Hart","Gas Griddle","VCCG36-AR",",VCCG48-AR,; ,VCCG60-AR,; ,VCCG72-AR,","Single-Sided","Gas",6]

{"sheet":"Tables","index":34,"n_rows":399,"n_cols":13,"rows_kept":399,"cut":false,"hidden":true,"merged":[]}
[]
[null,"Categories"]
[null,"Dishwashers"]
[null,"Fryers"]
[null,"Hot_Food_Holding_Cabinets"]
[null,"Ice_Machines"]
[null,"Convection_Ovens"]
[null,"Combination_Ovens"]
[null,"Refrigerators"]
[null,"Freezers"]
[null,"Steam_Cookers"]
[null,"Griddles"]
[]
[null,"Incentives"]
[null,"Category","Subcategory","Subcategory2","Total Incentive","Customer Incentive","Admin Incentive"]
[null,"Dishwashers","Stationary Single Tank Door","Electric Hot Water Heater with Electric Booster Heater",1400,{"$f":"E16-G16","v":1300},100]
[null,"Dishwashers","Multiple Tank Rack Conveyor","Electric Hot Water Heater with Electric Booster Heater",1400,1300,100]
[null,"Dishwashers","Single Tank Rack Conveyor","Electric Hot Water Heater with Electric Booster Heater",1400,1300,100]
[null,"Dishwashers","Pot, Pan, and Utensil","Electric Hot Water Heater with Electric Booster Heater",350,250,100]
[null,"Dishwashers","Under Counter","Electric Hot Water Heater with Electric Booster Heater",350,250,100]
[null,"Dishwashers","Under Counter - Glasswasher","Electric Hot Water Heater with Electric Booster Heater",350,250,100]
[null,"Dishwashers","Stationary Single Tank Door","Gas Hot Water Heater with Electric Booster Heater",700,600,100]
[null,"Dishwashers","Multiple Tank Rack Conveyor","Gas Hot Water Heater with Electric Booster Heater",700,600,100]
[null,"Dishwashers","Single Tank Rack Conveyor","Gas Hot Water Heater with Electric Booster Heater",700,600,100]
[null,"Dishwashers","Pot, Pan, and Utensil","Gas Hot Water Heater with Electric Booster Heater",150,50,100]
[null,"Dishwashers","Under Counter","Gas Hot Water Heater with Electric Booster Heater",150,50,100]
[null,"Dishwashers","Under Counter - Glasswasher","Gas Hot Water Heater with Electric Booster Heater",150,50,100]
[null,"Ice Machines","300 - 799 lbs ice/day",null,150,{"$f":"E28-G28","v":50},100]
[null,"Ice Machines","800 - 1499 lbs ice/day",null,250,150,100]
[null,"Ice Machines",">=1500 lbs ice/day",null,350,250,100]
[null,"Combination Ovens",{"$f":"B199","v":"0 - 4 pans"},null,0,0,0]
[null,"Combination Ovens","5 pans",null,425,{"$f":"E32-G32","v":325},100]
[null,"Combination Ovens","6 pans",null,490,390,100]
[null,"Combination Ovens","7 pans",null,555,455,100]
[null,"Combination Ovens","8 pans",null,620,520,100]
[null,"Combination Ovens","9 pans",null,685,585,100]
[null,"Combination Ovens","10 pans",null,750,650,100]
[null,"Combination Ovens","11 pans",null,815,715,100]
[null,"Combination Ovens","12 pans",null,880,780,100]
[null,"Combination Ovens","13 pans",null,945,{"$f":"E40-G40","v":845},100]
[null,"Combination Ovens","14 pans",null,1010,910,100]
[null,"Combination Ovens","15 pans",null,1075,975,100]
[null,"Combination Ovens","16 pans",null,1140,1040,100]
[null,"Combination Ovens","17 pans",null,1205,{"$f":"E44-G44","v":1105},100]
[null,"Combination Ovens","18 pans",null,1270,1170,100]
[null,"Combination Ovens","19 pans",null,1335,{"$f":"E46-G46","v":1235},100]
[null,"Combination Ovens","20 pans",null,1400,{"$f":"E47-G47","v":1300},100]
[null,"Combination Ovens","21 pans",null,1465,{"$f":"E48-G48","v":1365},100]
[null,"Combination Ovens","22 pans",null,1530,1430,100]
[null,"Combination Ovens","23 pans",null,1595,1495,100]
[null,"Combination Ovens","24 pans",null,1660,1560,100]
[null,"Combination Ovens","25 pans",null,1725,1625,100]
[null,"Combination Ovens","26 pans",null,1790,1690,100]
[null,"Combination Ovens","27 pans",null,1855,1755,100]
[null,"Combination Ovens","28 pans",null,1920,1820,100]
[null,"Combination Ovens","29 pans",null,1985,{"$f":"E56-G56","v":1885},100]
[null,"Combination Ovens","30 pans",null,2050,1950,100]
[null,"Combination Ovens","31 pans",null,2115,2015,100]
[null,"Combination Ovens","32 pans",null,2180,2080,100]
[null,"Combination Ovens","33 pans",null,2245,{"$f":"E60-G60","v":2145},100]
[null,"Combination Ovens","34 pans",null,2310,2210,100]
[null,"Combination Ovens","35 pans",null,2375,{"$f":"E62-G62","v":2275},100]
[null,"Combination Ovens","36 pans",null,2440,{"$f":"E63-G63","v":2340},100]
[null,"Combination Ovens","37 pans",null,2505,{"$f":"E64-G64","v":2405},100]
[null,"Combination Ovens","38 pans",null,2570,2470,100]
[null,"Combination Ovens","39 pans",null,2635,{"$f":"E66-G66","v":2535},100]
[null,"Combination Ovens","40 pans",null,2700,2600,100]
[null,"Convection Ovens","Full-Size < 5 pans",null,300,200,100]
[null,"Convection Ovens","Full-Size ≥ 5 pans",null,300,{"$f":"E69-G69","v":200},100]
[null,"Convection Ovens","Half-Size",null,0,{"$f":"E70-G70","v":0},0]
[null,"Fryers","Large Vat",null,500,400,100]
[null,"Fryers","Standard Vat",null,500,400,100]
[null,"Steam Cookers","3-Pan Capacity",null,1400,1300,100]
[null,"Steam Cookers","4-Pan Capacity",null,1600,1500,100]
[null,"Steam Cookers","5-Pan Capacity",null,1800,1700,100]
[null,"Steam Cookers","6-Pan Capacity or Greater",null,2000,1900,100]
[null,"Hot Food Holding Cabinets","V ≥ 28",null,900,800,100]
[null,"Hot Food Holding Cabinets","13 ≤ V < 28",null,500,400,100]
[null,"Hot Food Holding Cabinets","0 < V < 13",null,150,50,100]
[null,"Refrigerators","Up to 14.99 ft3",null,150,50,100]
[null,"Refrigerators","15-29.99 ft3",null,150,50,100]
[null,"Refrigerators","30-49.99 ft3",null,200,100,100]
[null,"Refrigerators","Greater than or equal to 50 ft3",null,250,150,100]
[null,"Freezers","Up to 14.99 ft3",null,150,50,100]
[null,"Freezers","15-29.99 ft3",null,250,150,100]
[null,"Freezers","30-49.99 ft3",null,350,250,100]
[null,"Freezers","Greater than or equal to 50 ft3",null,450,{"$f":"E87-G87","v":350},100]
[null,"Griddles","Single-Sided",null,165,{"$f":"E88-G88","v":65},100]
[null,"Griddles","Double-Sided",null,175,{"$f":"E89-G89","v":75},100]
[]
[null,"Dishwashers"]
[null,"Calculation Variables"]
[null,"Type","Nracks","Chemical Sanitizing (Low Temp) Machine VgalrackB","Dual Sanitizing Machine VgalrackB","Hot Water Sanitizing (High Temp) Machine VgalrackB","Chemical Sanitizing (Low Temp) Machine Idlebase","Dual Sanitizing Machine Idlebase","Hot Water Sanitizing (High Temp) Machine Idlebase","Chemical Sanitizing (Low Temp) Machine Wash Time","Dual Sanitizing Machine Wash Time","Hot Water Sanitizing (High Temp) Machine Wash Time","EUL"]
[null,"Under Counter",75,1.73,1.73,1.0900000000000001,0.5,0.5,0.76,2,2,2,10]
[null,"Under Counter - Glasswasher",75,1.73,1.73,1.0900000000000001,0.5,0.5,0.76,2,2,2,10]
[null,"Stationary Single Tank Door",280,2.1,2.1,1.29,0.6,0.6,0.87,1.5,1.5,1,15]
[null,"Single Tank Rack Conveyor",400,1.31,1.31,0.87,1.3,1.3,1.93,0.3,0.3,0.3,20]
[null,"Multiple Tank Rack Conveyor",600,1.04,1.04,0.97,2,2,2.59,0.3,0.3,0.2,20]
[null,"Pot, Pan, and Utensil",280,"N/A","N/A",0.7,"N/A","N/A",1.2,"N/A","N/A",3,10]
[]
[null,"Deemed kWh"]
[null,"Type","Chemical Sanitizing (Low Temp) Machine / Electric Hot Water Heater with Electric Booster Heater","Dual Sanitizing Machine / Electric Hot Water Heater with Electric Booster Heater","Hot Water Sanitizing (High Temp) Machine / Electric Hot Water Heater with Electric Booster Heater","Chemical Sanitizing (Low Temp) Machine / Gas Hot Water Heater with Electric Booster Heater","Dual Sanitizing Machine / Gas Hot Water Heater with Electric Booster Heater","Hot Water Sanitizing (High Temp) Machine / Gas Hot Water Heater with Electric Booster Heater","Hot Water Sanitizing (High Temp) Machine / Electric Water Heater with Gas Booster Heater","Chemical Sanitizing (Low Temp) Machine / Electric Water Heater with Gas Booster Heater","Dual Sanitizing Machine / Electric Water Heater with Gas Booster Heater"]
[null,"Under Counter",3955,3955,4303,0,0,3221,3684,0,0]
[null,"Under Counter - Glasswasher",3955,3955,4303,0,0,3221,3684,0,0]
[null,"Stationary Single Tank Door",17362,17362,12596,0,0,5572,8582,0,0]
[null,"Single Tank Rack Conveyor",17426,17426,10966,0,0,6700,8528,0,0]
[null,"Multiple Tank Rack Conveyor",24292,24292,0,0,0,13569,0,0,0]
[null,"Pot, Pan, and Utensil",0,0,3750,0,0,1642,2545,0,0]
[null,"*Assumed Dual Sanitizing Machine = Chemical Sanitizing (Low Temp) savings"]
[]
[null,"Deemed kW"]
[null,"Type","Chemical Sanitizing (Low Temp) Machine / Electric Hot Water Heater with Electric Booster Heater","Dual Sanitizing Machine / Electric Hot Water Heater with Electric Booster Heater","Hot Water Sanitizing (High Temp) Machine / Electric Hot Water Heater with Electric Booster Heater","Chemical Sanitizing (Low Temp) Machine / Gas Hot Water Heater with Electric Booster Heater","Dual Sanitizing Machine / Gas Hot Water Heater with Electric Booster Heater","Hot Water Sanitizing (High Temp) Machine / Gas Hot Water Heater with Electric Booster Heater","Hot Water Sanitizing (High Temp) Machine / Electric Water Heater with Gas Booster Heater","Chemical Sanitizing (Low Temp) Machine / Electric Water Heater with Gas Booster Heater","Dual Sanitizing Machine / Electric Water Heater with Gas Booster Heater"]
[null,"Under Counter",0.54200000000000004,0.54200000000000004,0.58899999999999997,0,0,0.441,0.505,0,0]
[null,"Under Counter - Glasswasher",0.54200000000000004,0.54200000000000004,0.58899999999999997,0,0,0.441,0.505,0,0]
[null,"Stationary Single Tank Door",2.3780000000000001,2.3780000000000001,1.726,0,0,0.76300000000000001,1.1759999999999999,0,0]
[null,"Single Tank Rack Conveyor",2.387,2.387,1.502,0,0,0.91800000000000004,1.1679999999999999,0,0]
[null,"Multiple Tank Rack Conveyor",3.3279999999999998,3.3279999999999998,0,0,0,1.859,0,0,0]
[null,"Pot, Pan, and Utensil",0,0,0.51400000000000001,0,0,0.22500000000000001,0.34899999999999998,0,0]
[null,"*Assumed Dual Sanitizing Machine = Chemical Sanitizing (Low Temp) savings"]
[]
[null,"Fryers"]
[null,"Fryer Type","TOpHrs","kWhbase","kWhpost","Annual Energy Savings (kWh)","Peak Demand Savings (kW)","EUL"]
[null,"Standard Vat",16,17439,15063,3272,0.47599999999999998,12]
[null,"Large Vat",12,18236,15739,2696,0.51600000000000001,12]
[]
[null,"Hot Food Holding Cabinets"]
[null,"Product interior volume (ft3) ","Size","Min","Max","Annual energy savings (kWh) ","Peak demand Savings (kW)","EUL"]
[null,"0 < V < 13","1/2 Size",0,12,223,6.0999999999999999E-2,12]
[null,"13 ≤ V < 28","3/4 Size",13,27,1189,0.32600000000000001,12]
[null,"V ≥ 28","Full Size",28,null,3893,1.0669999999999999,12]
[]
[null,"Ice Machines"]
[null,"CA Label","TX TRM"]
[null,"SC-A","Self Contained Unit"]
[null,"IMH-A","Ice Making Head"]
[null,"RCRC-A","Remote Condensing Unit"]
[null,"RCU-A","Remote Condensing Unit"]
[null,"Continuous","Continuous"]
[null,"Cube","Batch"]
[]
[null,"Category","Min","Max"]
[null,"0 - 299 lbs ice/day",0,299]
[null,"300 - 799 lbs ice/day",300,799]
[null,"800 - 1499 lbs ice/day",800,1499]
[null,">=1500 lbs ice/day",1500]
[]
[]
[null,"Equipment Type","Ice Type","Harvest Rate Category","Min","Max",null,"Equipment Type","Ice Type","Harvest Rate Category","Min","Max"]
[null,"Ice Making Head","Batch","H < 300",0,299,null,"Ice Making Head","Continuous","H < 310",0,309]
[null,"Ice Making Head","Batch","300 ≤ H < 800",300,799,null,"Ice Making Head","Continuous","310 ≤ H < 820",310,819]
[null,"Ice Making Head","Batch","800 ≤ H < 1500",800,1499,null,"Ice Making Head","Continuous","820 ≤ H ≤ 4000",820,4000]
[null,"Ice Making Head","Batch","1500 ≤ H ≤ 4000",1500,4000]
[]
[null,"Equipment Type","Ice Type","Harvest Rate Category","Min","Max",null,"Equipment Type","Ice Type","Harvest Rate Category","Min","Max"]
[null,"Remote Condensing Unit","Batch","H < 988",0,987,null,"Remote Condensing Unit","Continuous","H < 800",0,799]
[null,"Remote Condensing Unit","Batch","988 ≤ H ≤ 4000",988,4000,null,"Remote Condensing Unit","Continuous","800 ≤ H ≤ 4000",800,4000]
[]
[null,"Equipment Type","Ice Type","Harvest Rate Category","Min","Max",null,"Equipment Type","Ice Type","Harvest Rate Category","Min","Max"]
[null,"Self Contained Unit","Batch","H < 110",0,109,null,"Self Contained Unit","Continuous","H < 200",0,199]
[null,"Self Contained Unit","Batch","110 ≤ H < 200",110,199,null,"Self Contained Unit","Continuous","200 ≤ H < 700",200,699]
[null,"Self Contained Unit","Batch","200 ≤ H ≤ 4000",200,4000,null,"Self Contained Unit","Continuous","700 ≤ H ≤ 4000",700,4000]
[]
[null,"Baseline",null,null,null,null,null,"Efficient"]
[null,"Equipment Type","Ice Type","Harvest Rate Category","Max energy use rate (kWh/100 lb ice)",null,null,"Equipment Type","Ice Type","Harvest Rate Category","Max energy use rate (kWh/100 lb ice)"]
[null,"Ice Making Head","Batch","H < 300","10-0.01233H",null,null,"Ice Making Head","Batch","H < 300","9.20-0.01134H"]
[null,"Ice Making Head","Batch","300 ≤ H < 800","7.05-0.0025H",null,null,"Ice Making Head","Batch","300 ≤ H < 800","6.49-0.0023H"]
[null,"Ice Making Head","Batch","800 ≤ H < 1500","5.55-0.00063H",null,null,"Ice Making Head","Batch","800 ≤ H < 1500","5.11-0.00058H"]
[null,"Ice Making Head","Batch","1500 ≤ H ≤ 4000",4.6100000000000003,null,null,"Ice Making Head","Batch","1500 ≤ H ≤ 4000",4.24]
["RCU (but not Remote Compressor)","Remote Condensing Unit","Batch","H < 988","7.97-0.00342H",null,null,"Remote Condensing Unit","Batch","H < 988","7.17-0.00308H"]
["RCU (but not Remote Compressor)","Remote Condensing Unit","Batch","988 ≤ H ≤ 4000",4.59,null,null,"Remote Condensing Unit","Batch","988 ≤ H ≤ 4000",4.13]
[null,"Self Contained Unit","Batch","H < 110","14.79-0.0469H",null,null,"Self Contained Unit","Batch","H < 110","12.57-0.0399H"]
[null,"Self Contained Unit","Batch","110 ≤ H < 200","12.42-0.02533H",null,null,"Self Contained Unit","Batch","110 ≤ H < 200","10.56-0.0215H"]
[null,"Self Contained Unit","Batch","200 ≤ H ≤ 4000",7.35,null,null,"Self Contained Unit","Batch","200 ≤ H ≤ 4000",6.25]
[null,"Ice Making Head","Continuous","H < 310","9.19-0.00629H",null,null,"Ice Making Head","Continuous","H < 310","7.90-0.005409H"]
[null,"Ice Making Head","Continuous","310 ≤ H < 820","8.23-0.0032H",null,null,"Ice Making Head","Continuous","310 ≤ H < 820","7.08-0.002752H"]
[null,"Ice Making Head","Continuous","820 ≤ H ≤ 4000",5.61,null,null,"Ice Making Head","Continuous","820 ≤ H ≤ 4000",4.82]
["RCU (but not Remote Compressor)","Remote Condensing Unit","Continuous","H < 800","9.7-0.0058H",null,null,"Remote Condensing Unit","Continuous","H < 800","7.76-0.00464H"]
["RCU (but not Remote Compressor)","Remote Condensing Unit","Continuous","800 ≤ H ≤ 4000",5.0599999999999996,null,null,"Remote Condensing Unit","Continuous","800 ≤ H ≤ 4000",4.05]
[null,"Self Contained Unit","Continuous","H < 200","14.22-0.03H",null,null,"Self Contained Unit","Continuous","H < 200","12.37-0.0261H"]
[null,"Self Contained Unit","Continuous","200 ≤ H < 700","9.47-0.00624H",null,null,"Self Contained Unit","Continuous","200 ≤ H < 700","8.24-0.005429H"]
[null,"Self Contained Unit","Continuous","700 ≤ H ≤ 4000",5.0999999999999996,null,null,"Self Contained Unit","Continuous","700 ≤ H ≤ 4000",4.4400000000000004]
[]
[null,"REPLACE([@[Harvest Rate Category]],FIND(\"H\",[@[Harvest Rate Category]]),1,[@[Harvest Rate (lbs ice/day)]])"]
[]
[null,"RCU and Remote Compressor","Batch","< 930","7.97 - 0.00342H"]
[null,"RCU and Remote Compressor","Batch","≥ 930 and < 4,000",4.79]
[null,"RCU and Remote Compressor","Continuous","< 800","9.9 - 0.0058H"]
[null,"RCU and Remote Compressor","Continuous","≥ 800 and < 4,000",5.26]
[null,"We are assuming most conservative scenario for baseline assumption \"RCU (but not Remote Compressor)\""]
[]
[null,"Convection Ovens"]
[null,"Oven size","Base kWh","ENERGY STAR kWh","Annual energy savings (kWh)","Peak demand savings (kW)","EFFbase","IDLEbase","Pcbase","EFF ENERGY STAR","IDLE ENERGY STAR","Pc ENERGY STAR","EUL"]
[null,"Full-Size ≥ 5 pans",{"$f":"(((100*73.2)/Table6[[#This Row],[EFFbase]])+(Table6[[#This Row],[IDLEbase]]*(12-(100/Table6[[#This Row],[Pcbase]]))))*(365/1000)","v":12059.350427350426},{"$f":"(((100*73.2)/Table6[[#This Row],[EFF ENERGY STAR]])+(Table6[[#This Row],[IDLE ENERGY STAR]]*(12-(100/Table6[[#This Row],[Pc ENERGY STAR]]))))*(365/1000)","v":9079.7485380116959},3043,0.61199999999999999,0.65,2000,90,0.76,1400,90,12]
[null,"Full-Size < 5 pans",{"$f":"(((100*73.2)/Table6[[#This Row],[EFFbase]])+(Table6[[#This Row],[IDLEbase]]*(12-(100/Table6[[#This Row],[Pcbase]]))))*(365/1000)","v":12059.350427350426},{"$f":"(((100*73.2)/Table6[[#This Row],[EFF ENERGY STAR]])+(Table6[[#This Row],[IDLE ENERGY STAR]]*(12-(100/Table6[[#This Row],[Pc ENERGY STAR]]))))*(365/1000)","v":7489.9707602339186},4633,0.93899999999999995,0.65,2000,90,0.76,1000,90,12]
[null,"Half-Size",{"$f":"(((100*73.2)/Table6[[#This Row],[EFFbase]])+(Table6[[#This Row],[IDLEbase]]*(12-(100/Table6[[#This Row],[Pcbase]]))))*(365/1000)","v":7605.0732026143796},{"$f":"(((100*73.2)/Table6[[#This Row],[EFF ENERGY STAR]])+(Table6[[#This Row],[IDLE ENERGY STAR]]*(12-(100/Table6[[#This Row],[Pc ENERGY STAR]]))))*(365/1000)","v":7430.6707230790998},244,3.5999999999999997E-2,0.68,1030,45,0.70669999999999999,1000,50,12]
[]
[null,"Combination Ovens"]
[null,"Steam Pan Capacity","Min","Max"]
[null,"0 - 4 pans",0]
[null,"5 pans",5]
[null,"6 pans",6]
[null,"7 pans",7]
[null,"8 pans",8]
[null,"9 pans",9]
[null,"10 pans",10]
[null,"11 pans",11]
[null,"12 pans",12]
[null,"13 pans",13]
[null,"14 pans",14]
[null,"15 pans",15]
[null,"16 pans",16]
[null,"17 pans",17]
[null,"18 pans",18]
[null,"19 pans",19]
[null,"20 pans",20]
[null,"21 pans",21]
[null,"22 pans",22]
[null,"23 pans",23]
[null,"24 pans",24]
[null,"25 pans",25]
[null,"26 pans",26]
[null,"27 pans",27]
[null,"28 pans",28]
[null,"29 pans",29]
[null,"30 pans",30]
[null,"31 pans",31]
[null,"32 pans",32]
[null,"33 pans",33]
[null,"34 pans",34]
[null,"35 pans",35]
[null,"36 pans",36]
[null,"37 pans",37]
[null,"38 pans",38]
[null,"39 pans",39]
[null,"40 pans",40]
[]
[null,"Pan Range","Wfood","Covenction-mode Eidle BASELINE","Steam-mode Eidle BASELINE","Covenction-mode Ccap BASELINE","Steam-mode Ccap BASELINE","Covenction-mode Eidle2","Steam-mode Eidle2","Covenction-mode Ccap2","Steam-mode Ccap2"]
[4,"0 - 4 pans",200,1320,5260,79,126,{"$f":"(0.05*A238+0.55)*1000","v":750},{"$f":"0.6*A238*1000","v":2400},119,177]
[5,"5 pans",200,1320,5260,79,126,{"$f":"(0.083*A239+0.35)*1000","v":765},{"$f":"(0.133*A239+0.64)*1000","v":1305.0000000000002},119,177]
[6,"6 pans",200,1320,5260,79,126,848,1438.0000000000002,119,177]
[7,"7 pans",200,1320,5260,79,126,931,1571.0000000000002,119,177]
[8,"8 pans",200,1320,5260,79,126,1014,1704.0000000000002,119,177]
[9,"9 pans",200,1320,5260,79,126,1097,1837.0000000000002,119,177]
[10,"10 pans",200,1320,5260,79,126,1180.0000000000002,1970.0000000000002,119,177]
[11,"11 pans",200,1320,5260,79,126,1263,2103,119,177]
[12,"12 pans",200,1320,5260,79,126,1346,2236,119,177]
[13,"13 pans",200,1320,5260,79,126,1428.9999999999998,2369,119,177]
[14,"14 pans",200,1320,5260,79,126,1512,2502,119,177]
[15,"15 pans",250,2280,8710,166,295,1595.0000000000002,2635.0000000000005,201,349]
[16,"16 pans",250,2280,8710,166,295,1678,2768.0000000000005,201,349]
[17,"17 pans",250,2280,8710,166,295,1761.0000000000002,2901.0000000000005,201,349]
[18,"18 pans",250,2280,8710,166,295,1843.9999999999998,3034.0000000000005,201,349]
[19,"19 pans",250,2280,8710,166,295,1927,3167.0000000000005,201,349]
[20,"20 pans",250,2280,8710,166,295,2010.0000000000002,3300.0000000000005,201,349]
[21,"21 pans",250,2280,8710,166,295,2093,3433.0000000000005,201,349]
[22,"22 pans",250,2280,8710,166,295,2176,3566.0000000000005,201,349]
[23,"23 pans",250,2280,8710,166,295,2259,3699.0000000000005,201,349]
[24,"24 pans",250,2280,8710,166,295,2342,3832.0000000000005,201,349]
[25,"25 pans",250,2280,8710,166,295,2425.0000000000005,3965.0000000000005,201,349]
[26,"26 pans",250,2280,8710,166,295,2508,4098,201,349]
[27,"27 pans",250,2280,8710,166,295,2591,4231,201,349]
[28,"28 pans",250,2280,8710,166,295,2674.0000000000005,4364,201,349]
[29,"29 pans",250,2280,8710,166,295,2757,4497,201,349]
[30,"30 pans",250,2280,8710,166,295,2840.0000000000005,4630,201,349]
[31,"31 pans",250,2280,8710,166,295,2923,4763,201,349]
[32,"32 pans",250,2280,8710,166,295,3006,4896,201,349]
[33,"33 pans",250,2280,8710,166,295,3089.0000000000005,5029,201,349]
[34,"34 pans",250,2280,8710,166,295,3172,5162,201,349]
[35,"35 pans",250,2280,8710,166,295,3255.0000000000005,5295,201,349]
[36,"36 pans",250,2280,8710,166,295,3338,5428,201,349]
[37,"37 pans",250,2280,8710,166,295,3421.0000000000005,5561,201,349]
[38,"38 pans",250,2280,8710,166,295,3504.0000000000005,5694,201,349]
[39,"39 pans",250,2280,8710,166,295,3587,5827,201,349]
[40,"40 pans",250,2280,8710,166,295,3670.0000000000005,5960,201,349]
[]
[null,"Pan capacity ","kWhbase","kWhpost","Annual energy savings (kWh) ","Peak Demand Savings (kW) ","EUL"]
[null,5,{"$f":"((C239*73.2*0.5/0.72+D239*(12-C239/F239)*0.5)+(C239*30.8*0.5/0.49+E239*(12-C239/G239)*0.5))*365/1000","v":18281.715471167372},{"$f":"((C239*73.2*0.5/0.78+H239*(12-C239/J239)*0.5)+(C239*30.8*0.5/0.55+I239*(12-C239/K239)*0.5))*365/1000","v":9498.9315887502344},4338,0.78900000000000003,12]
[null,6,{"$f":"((C240*73.2*0.5/0.72+D240*(12-C240/F240)*0.5)+(C240*30.8*0.5/0.49+E240*(12-C240/G240)*0.5))*365/1000","v":18281.715471167372},9919.0870518846405,4999,0.92300000000000004,12]
[null,7,18281.715471167372,10339.242515019047,5677,1.06,12]
[null,8,18281.715471167372,10759.397978153454,6370,1.2,12]
[null,9,18281.715471167372,11179.553441287859,7079,1.343,12]
[null,10,18281.715471167372,11599.708904422265,7804,1.49,12]
[null,11,18281.715471167372,12019.864367556673,8545,1.64,12]
[null,12,18281.715471167372,12440.019830691077,9303,1.7929999999999999,12]
[null,13,18281.715471167372,12860.175293825483,10076,1.95,12]
[null,14,18281.715471167372,13280.330756959891,10865,2.11,12]
[null,15,29600.744725390668,15393.906353344584,11670,2.2730000000000001,12]
[null,16,29600.744725390668,15830.719001564801,12492,2.4390000000000001,12]
[null,17,29600.744725390668,16267.53164978502,13329,2.609,12]
[null,18,29600.744725390668,16704.344298005235,14182,2.782,12]
[null,19,29600.744725390668,17141.156946225452,15051,2.9580000000000002,12]
[null,20,29600.744725390668,17577.969594445669,15937,3.1379999999999999,12]
[null,21,29600.744725390668,18014.782242665886,16838,3.32,12]
[null,22,29600.744725390668,18451.594890886103,17755,3.5070000000000001,12]
[null,23,29600.744725390668,18888.40753910632,18689,3.6960000000000002,12]
[null,24,29600.744725390668,19325.220187326537,19638,3.8889999999999998,12]
[null,25,29600.744725390668,19762.032835546754,20603,4.085,12]
[null,26,{"$f":"((C260*73.2*0.5/0.72+D260*(12-C260/F260)*0.5)+(C260*30.8*0.5/0.49+E260*(12-C260/G260)*0.5))*365/1000","v":29600.744725390668},20198.845483766971,21585,4.2839999999999998,12]
[null,27,29600.744725390668,20635.658131987188,22582,4.4870000000000001,12]
[null,28,29600.744725390668,21072.470780207408,23595,4.6929999999999996,12]
[null,29,29600.744725390668,21509.283428427618,24625,4.9020000000000001,12]
[null,30,29600.744725390668,21946.096076647838,25670,5.1139999999999999,12]
[null,31,29600.744725390668,22382.908724868055,26732,5.33,12]
[null,32,29600.744725390668,22819.721373088272,27809,5.5490000000000004,12]
[null,33,29600.744725390668,23256.534021308489,28902,5.7709999999999999,12]
[null,34,29600.744725390668,23693.346669528702,30012,5.9969999999999999,12]
[null,35,29600.744725390668,24130.159317748919,31137,6.226,12]
[null,36,29600.744725390668,24566.971965969136,32279,6.4580000000000002,12]
[null,37,29600.744725390668,25003.784614189357,33436,6.6929999999999996,12]
[null,38,29600.744725390668,25440.597262409574,34609,6.9320000000000004,12]
[null,39,29600.744725390668,25877.409910629787,35799,7.1740000000000004,12]
[null,40,29600.744725390668,26314.222558850008,37004,7.42,12]
[]
[null,"Refrigerators & Freezers"]
[null,"Volume Category","Min","Max"]
[null,"Up to 14.99 ft3",0,14.99]
[null,"15-29.99 ft3",15,29.99]
[null,"30-49.99 ft3",30,49.99]
[null,"Greater than or equal to 50 ft3",50]
[]
[null,"Type","Volume Range","Efficient kWh","Avg Product Volume","Energy Savings kWh","Demand Savings kW","EUL"]
[null,"Horizontal Solid Door Freezer","Up to 14.99 ft3",null,null,2081,0.23799999999999999,12]
[null,"Horizontal Solid Door Freezer","15-29.99 ft3",null,null,2694,0.308,12]
[null,"Horizontal Solid Door Freezer","30-49.99 ft3",null,null,4059,0.46300000000000002,12]
[null,"Horizontal Solid Door Freezer","Greater than or equal to 50 ft3",null,null,6563,0.749,12]
[null,"Horizontal Transparent Door Freezer","Up to 14.99 ft3",null,null,2055,0.23499999999999999,12]
[null,"Horizontal Transparent Door Freezer","15-29.99 ft3",null,null,5090,0.58099999999999996,12]
[null,"Horizontal Transparent Door Freezer","30-49.99 ft3",null,null,8884,1.014,12]
[null,"Horizontal Transparent Door Freezer","Greater than or equal to 50 ft3",null,null,13943,1.5920000000000001,12]
[null,"Horizontal Solid Door Refrigerator","Up to 14.99 ft3",null,null,850,9.7000000000000003E-2,12]
[null,"Horizontal Solid Door Refrigerator","15-29.99 ft3",null,null,982,0.112,12]
[null,"Horizontal Solid Door Refrigerator","30-49.99 ft3",null,null,1190,0.13600000000000001,12]
[null,"Horizontal Solid Door Refrigerator","Greater than or equal to 50 ft3",null,null,1555,0.17799999999999999,12]
[null,"Horizontal Transparent Door Refrigerator","Up to 14.99 ft3",null,null,1194,0.13600000000000001,12]
[null,"Horizontal Transparent Door Refrigerator","15-29.99 ft3",null,null,1633,0.186,12]
[null,"Horizontal Transparent Door Refrigerator","30-49.99 ft3",null,null,1883,0.215,12]
[null,"Horizontal Transparent Door Refrigerator","Greater than or equal to 50 ft3",null,null,2394,0.27300000000000002,12]
[null,"Vertical Solid Door Freezer","Up to 14.99 ft3","0.21V+0.9",7.76,713,8.1000000000000003E-2,12]
[null,"Vertical Solid Door Freezer","15-29.99 ft3","0.12V+2.248",19.989999999999998,1726,0.19700000000000001,12]
[null,"Vertical Solid Door Freezer","30-49.99 ft3","0.285V-2.703",43.13,3301,0.377,12]
[null,"Vertical Solid Door Freezer","Greater than or equal to 50 ft3","0.142V+4.445",66.86,5177,0.59099999999999997,12]
[null,"Vertical Solid Door Refrigerator","Up to 14.99 ft3","0.022V+0.97",8.5399999999999991,16,2E-3,12]
[null,"Vertical Solid Door Refrigerator","15-29.99 ft3","0.066V+0.31",21,892,0.10199999999999999,12]
[null,"Vertical Solid Door Refrigerator","30-49.99 ft3","0.04V+1.09",41.53,1256,0.14299999999999999,12]
[null,"Vertical Solid Door Refrigerator","Greater than or equal to 50 ft3","0.024V+1.89",67.19,1919,0.219,12]
[null,"Vertical Transparent Door Freezer","Up to 14.99 ft3","0.232V+2.36",5.98,1766,0.20200000000000001,12]
[null,"Vertical Transparent Door Freezer","15-29.99 ft3","0.232V+2.36",19.489999999999998,4321,0.49299999999999999,12]
[null,"Vertical Transparent Door Freezer","30-49.99 ft3","0.232V+2.36",42.29,8630,0.98499999999999999,12]
[null,"Vertical Transparent Door Freezer","Greater than or equal to 50 ft3","0.232V+2.36",65.89,13093,1.4950000000000001,12]
[null,"Vertical Transparent Door Refrigerator","Up to 14.99 ft3","0.095V+0.445",8.84,1137,0.13,12]
[null,"Vertical Transparent Door Refrigerator","15-29.99 ft3","0.05V+1.12",21.3,1355,0.155,12]
[null,"Vertical Transparent Door Refrigerator","30-49.99 ft3","0.076V+0.34",42.76,1782,0.20300000000000001,12]
[null,"Vertical Transparent Door Refrigerator","Greater than or equal to 50 ft3","0.105V-1.111",68.930000000000007,2002,0.22900000000000001,12]
[]
[null,"Type","Baseline kWh"]
[null,"Vertical Solid Door Refrigerator","0.10V+2.04"]
[null,"Vertical Transparent Door Refrigerator","0.12V+3.34"]
[null,"Vertical Solid Door Freezer","0.40V+1.38"]
[null,"Vertical Transparent Door Freezer","0.75V+4.10"]
[]
[null,"Steam Cookers"]
[null,"Pan Capacity Category","Min","Max"]
[null,"3-pan capacity",3,3]
[null,"4-pan capacity",4,4]
[null,"5-pan capacity",5,5]
[null,"6-pan capacity or greater",6]
[]
[null,"Steam Cooker Type","Npan","kWhbase","kWhpost","Annual Energy Savings (kWh)","Peak Demand Savings (kW)","EUL"]
[null,"Boilerless","3-pan capacity",19416,7632,7988,2.4889999999999999,12]
[null,"Boilerless","4-pan capacity",24330,9777,9822,3.0630000000000002,12]
[null,"Boilerless","5-pan capacity",29213,11946,11614,3.6230000000000002,12]
[null,"Boilerless","6-pan capacity or greater",34080,14090,13408,4.1849999999999996,12]
[null,"Steam Generation","3-pan capacity",17599,7632,6715,2.0910000000000002,12]
[null,"Steam Generation","4-pan capacity",21884,9777,8139,2.536,12]
[null,"Steam Generation","5-pan capacity",26132,11946,9515,2.9670000000000001,12]
[null,"Steam Generation","6-pan capacity or greater",30360,14090,10891,3.3969999999999998,12]
[]
[null,"Griddles"]
[null,"Size Bin","Min","Max"]
[null,4,4,5.99]
[null,6,6,7.99]
[null,8,8,9.99]
[null,10,10,11.99]
[null,12,12,13.99]
[null,14,14]
[]
[null,"Size Bin","Product Type","kWh Savings","kW Savings"]
[null,4,"Single-Sided",1759,0.26]
[null,6,"Single-Sided",2639,0.39]
[null,8,"Single-Sided",3519,0.52]
[null,10,"Single-Sided",4398,0.65]
[null,12,"Single-Sided",5278,0.78]
[null,14,"Single-Sided",6158,0.92]
[null,4,"Double-Sided",2120,0.34]
[null,6,"Double-Sided",3179,0.5]
[null,8,"Double-Sided",4239,0.67]
[null,10,"Double-Sided",5299,0.84]
[null,12,"Double-Sided",6359,1.01]
[null,14,"Double-Sided",7418,1.17]

{"sheet":"Program Quals","index":35,"n_rows":108,"n_cols":7,"rows_kept":108,"cut":false,"hidden":true,"merged":[[5,1,13,1],[3,3,3,5],[19,1,21,1],[17,3,17,4],[98,1,101,1],[29,1,32,1],[37,1,39,1],[43,1,79,1],[83,1,94,1]]}
[]
[]
[null,null,"Dishwashers"]
[null,null,null,"Sanitation Method"]
[null,null,"Type","Chemical Sanitizing (Low Temp) Machine","Hot Water Sanitizing (High Temp) Machine","Dual Sanitizing Machine"]
[null,"Type","Stationary Single Tank Door","Yes","Yes","Yes"]
[null,null,"Multiple Tank Rack Conveyor","Yes","Yes","Yes"]
[null,null,"Under Counter","Yes","Yes","Yes"]
[null,null,"Under Counter - Glasswasher","Yes","Yes","Yes"]
[null,null,"Single Tank Rack Conveyor","Yes","Yes","Yes"]
[null,null,"Pot, Pan, and Utensil","No","Yes","Yes"]
[null,null,"Single Tank Flight-type","No","No","No"]
[null,null,"Multiple Tank Flight-type","No","No","No"]
[null,null,"Stationary Single Tank Door - PPU","No","No","No"]
[null,null,"Stationary Single Tank Door - Dump and Fill","No","No","No"]
[]
[null,null,"Fryers"]
[null,null,null,"Fuel Type"]
[null,null,"Type","Electric","Gas"]
[null,"Type","Standard Vat","Yes","No"]
[null,null,"Large Vat","Yes","No"]
[null,null,"Split Vat","No","No"]
[]
[]
[null,null,"Hot Food Holding Cabinets"]
[]
[]
[null,null,"Ice Machines"]
[null,null,"Harvest Rate (lbs ice/day)","Qualifies"]
[null,"Harvest Rate","0 - 299 lbs ice/day","No"]
[null,null,"300 - 799 lbs ice/day","Yes"]
[null,null,"800 - 1499 lbs ice/day","Yes"]
[null,null,">=1500 lbs ice/day","Yes"]
[]
[]
[null,null,"Convection Ovens"]
[null,null,"size","Electric","Gas"]
[null,"size","Full-Size < 5 pans","Yes","No"]
[null,null,"Full-Size ≥ 5 pans","Yes","No"]
[null,null,"Half-size","Yes","No"]
[]
[null,null,"Combination Ovens"]
[null,null,"Steam Pan Capacity","Electric","Gas"]
[null,"Steam Pan Capacity","0 - 4 pans","No","No"]
[null,null,"5 pans","Yes","No"]
[null,null,"6 pans","Yes","No"]
[null,null,"7 pans","Yes","No"]
[null,null,"8 pans","Yes","No"]
[null,null,"9 pans","Yes","No"]
[null,null,"10 pans","Yes","No"]
[null,null,"11 pans","Yes","No"]
[null,null,"12 pans","Yes","No"]
[null,null,"13 pans","Yes","No"]
[null,null,"14 pans","Yes","No"]
[null,null,"15 pans","Yes","No"]
[null,null,"16 pans","Yes","No"]
[null,null,"17 pans","Yes","No"]
[null,null,"18 pans","Yes","No"]
[null,null,"19 pans","Yes","No"]
[null,null,"20 pans","Yes","No"]
[null,null,"21 pans","No","No"]
[null,null,"22 pans","No","No"]
[null,null,"23 pans","No","No"]
[null,null,"24 pans","No","No"]
[null,null,"25 pans","No","No"]
[null,null,"26 pans","No","No"]
[null,null,"27 pans","No","No"]
[null,null,"28 pans","No","No"]
[null,null,"29 pans","No","No"]
[null,null,"30 pans","No","No"]
[null,null,"31 pans","No","No"]
[null,null,"32 pans","No","No"]
[null,null,"33 pans","No","No"]
[null,null,"34 pans","No","No"]
[null,null,"35 pans","No","No"]
[null,null,"36 pans","No","No"]
[null,null,"37 pans","No","No"]
[null,null,"38 pans","No","No"]
[null,null,"39 pans","No","No"]
[null,null,"40 pans","No","No"]
[]
[null,null,"Refrigerators & Freezers"]
[null,null,"Product Type","Up to 14.99 ft3","15-29.99 ft3","30-49.99 ft3","Greater than or equal to 50 ft3"]
[null,"Product Type","Vertical Solid Door Refrigerator","Yes","Yes","Yes","Yes"]
[null,null,"Vertical Transparent Door Refrigerator","Yes","Yes","Yes","Yes"]
[null,null,"Horizontal Solid Door Refrigerator","Yes","Yes","Yes","Yes"]
[null,null,"Horizontal Transparent Door Refrigerator","Yes","Yes","Yes","Yes"]
[null,null,"Vertical Solid Door Freezer,Vertical Solid Door Refrigerator","No","No","No","No"]
[null,null,"Vertical Solid Door Refrigerator,Vertical Solid Door Freezer","No","No","No","No"]
[null,null,"Vertical Transparent Door Refrigerator,Vertical Transparent Door Freezer","No","No","No","No"]
[null,null,"Vertical Solid Door Freezer","Yes","Yes","Yes","Yes"]
[null,null,"Vertical Transparent Door Freezer","Yes","Yes","Yes","Yes"]
[null,null,"Horizontal Solid Door Freezer","Yes","Yes","Yes","Yes"]
[null,null,"Horizontal Transparent Door Freezer","Yes","Yes","Yes","Yes"]
[null,null,"Chef Base Refrigerator","No","No","No","No"]
[null,null,"Chef Base Freezer","No","No","No","No"]
[]
[]
[null,"Pan Capacity Category","Pan Capacity","Electric","Gas"]
[null,null,"3-pan capacity","Yes","No"]
[null,null,"4-pan capacity","Yes","No"]
[null,null,"5-pan capacity","Yes","No"]
[null,null,"6-pan capacity or greater","Yes","No"]
[]
[null,null,"Griddles"]
[null,null,"Product Type","Gas","Electric"]
[null,null,"Single-Sided","No","Yes"]
[null,null,"Double-Sided","No","Yes"]